## Categories
Main Heading | Sub Heading | Categories | Types
HID Ballasts | Metal Halide
Metal Halide Pulse Start
35/39W Core & Coil
50W Core & Coil
70W Core & Coil
100W Core & Coil
150W Core & Coil
175W Core & Coil
200W Core & Coil
250W Core & Coil
320W Core & Coil
350W Core & Coil
400W Core & Coil
450W Core & Coil
750W Core & Coil
| Return to the top of the page |  | 1000W Core & Coil
Metal Halide Standard
175W Core & Coil
250W Core & Coil
400W Core & Coil
1000W Core & Coil
| Return to the top of the page |  | 1500W Core & Coil
Metal Halide F-Can
35/39W F-Can
50W F-Can
70W F-Can
100W F-Can
150W F-Can
175W F-Can
200W F-Can
250W F-Can
320W F-Can
| Return to the top of the page |  | 400W F-Can
Metal Halide Indoor Enclosed
175W Indoor Enclosed
250W Indoor Enclosed
400W Indoor Enclosed
1000W Indoor Enclosed
| Return to the top of the page |  | 1500W Indoor Enclosed
Metal Halide Outdoor Weatherproof
175W Outdoor Weatherproof
250W Outdoor Weatherproof
400W Outdoor Weatherproof
1000W Outdoor Weatherproof
| Return to the top of the page |  | 1500W Outdoor Weatherproof
High Pressure Sodium
High Pressure Sodium
35W Core & Coil
50W Core & Coil
70W Core & Coil
100W Core & Coil
150W Core & Coil
200W Core & Coil
250W Core & Coil
310W Core & Coil
400W Core & Coil
430W Core & Coil
600W Core & Coil
750W Core & Coil
| Return to the top of the page |  | 1000W Core & Coil
High Pressure Sodium F-Can
35W F-Can
50W F-Can
70W F-Can
100W F-Can
150W F-Can
250W F-Can
| Return to the top of the page |  | 400W F-Can
HPS Indoor Enclosed
250W Indoor Enclosed
400W Indoor Enclosed
| Return to the top of the page |  | 1000W Indoor Enclosed
HPS Outdoor Weatherproof
250W Outdoor Weatherproof
400W Outdoor Weatherproof
| Return to the top of the page |  | 1000W Outdoor Weatherproof
Mercury Vapour
Mercury Vapour
35W Core & Coil
50W Core & Coil
70W Core & Coil
100W Core & Coil
125W Core & Coil
150W Core & Coil
175W Core & Coil
250W Core & Coil
400W Core & Coil
| Return to the top of the page |  | 1000W Core & Coil
Magnetic Fluorescent Ballasts | Magnetic Fluorescent Ballasts
Magnetic Fluorescent Ballasts
T8
Energy Saving F17/25/32 T8 Systems
Super Energy Saving Rapid Start Systems
T12
Energy Saving F30/34/40 T12 Systems
Energy Saving F30 T12 Systems
T12 Trigger Systems
T12 High Power Factor
T12 Slimline Systems
T12 High Output Systems HO
T12 VHO Systems
Sign Ballast (T12 HO)
|  | T9 | Circline T9 Systems
Return to the top of the page
Electronic Fluorescent Ballasts | Electronic Fluorescent Ballasts
Electronic Ballasts
T8
F32T8 INSTANT START - PARALLEL - NORMAL LIGHT OUTPUT - <20% THD
F32T8 INSTANT START - PARALLEL - NORMAL LIGHT OUTPUT - <10% THD
F32T8 INSTANT START - PARALLEL - HIGH LIGHT OUTPUT
F32T8 INSTANT START - PARALLEL - LOW LIGHT OUTPUT
F40T12 PROGRAMMED RAPID START
F96T8 INSTANT START - PARALLEL - SLIMLINE - NORMAL LIGHT OUTPUT
|  | T5 | T5 PROGRAMMED RAPID START 1 or 2 LAMP
| Return to the top of the page | T4 | T4 PROGRAMMED START 1 or 2 LAMP BALLASTS
Components | Components
Components
Capacitors
Capacitors for HID Ballasts
Ignitors for MH
Ignitors for MH
Ignitors for HPS
Ignitors for HPS
|  | J-BOX for SIGN & F-CAN Ballasts | J-BOX for SIGN & F-CAN Ballasts
|  | Brackets | Brackets for HID Ballasts
Return to the top of the page
Weights (ballast and skid lot weights)
Weights
Capacitors

## MH Catalog
SOLA - METAL HALIDE BALLASTS
SOLA CATALOG # | DESCRIPTION | Data Sheet Available | UPC | LAMP WATTAGE | ANSI Code | CIRCUIT TYPE | INPUT VOLTAGE | Carton QTY | Remarks | Ignitor | Capacitor Part Number | Cap. Micro Farrad | Cap. VAC Rating | OLD SOLA (Ballastronix) NUMBER | VENTURE | ADVANCE Part Number | Standard Products | ULT (Magnetek) | Valmont/SLI/CGE Part Number | SYLVANIA Code | SYLVANIA DESCRIPTION
Pulse Start Metal Halide
Return to Categories Page
35/39W Core & Coil
EMZA00W39 | M130 35/39W HX-HPF 120/208/240/277 Core & Coil Ballast | Yes | 66007738358 | 35/39 | M130 | HX-HPF | 120/208/240/277 | 1 |  | 356-AS-39-MH | E-HW-045-28-A2 | 4.5 | 280 | 75401531 |  |  |  | M35MLTLC3M-500K |  |  | M35MULTI
EMZAFTJ39 | M130 35/39W HX-HPF 120/277/347 Core & Coil Ballast | Yes | 66007738359 | 35/39 | M130 | HX-HPF | 120/277/347 | 1 |  | 356-AS-39-MH | E-HW-045-28-A2 | 4.5 | 280 | 75431531 |  |  |  | M35TRILC3M-500K |  |  | M35TRI
EMZA0FT39 | M130 35/39W HX-HPF 120/277 Core & Coil Ballast | No | 66007738360 | 35/39 | M130 | HX-HPF | 120/277 | 1 |  | 356-AS-39-MH | E-HW-045-28-A2 | 4.5 | 280 |  |  | 71A5081-510D |  |  |  | 47203
EMCA00W35 | M130 35/39W CWA 120/208/240/277 Core & Coil Ballast | Yes | 66007738105 | 35/39 | M130 | CWA | 120/208/240/277 | 1 |  | 356-AS-31-HC | E-HW-045-30-A2 | 4.5 | 330 | [6 empty] | 47001 | M35MULTI-HQ/CI
EMCAFTJ35 | M130 35/39W CWA 120/277/347 Core & Coil Ballast | Yes | 66007738153 | 35/39 | M130 | CWA | 120/277/347 | 1 |  | 356-AS-31-HC | E-HW-045-30-A2 | 4.5 | 330 | [6 empty] | 47002 | M35TRI-HQ/CI
50W Core & Coil
EMZA00W50 | M110 50W HX-HPF 120/208/240/277 Core & Coil Ballast | Yes | 66007738177 | 50 | M110 | HX-HPF | 120/208/240/277 | 1 |  | 356-AS-100-MH | E-HW-060-28-A2 | 6 | 280 | 75401532 | V90D5731 |  | BALM0050QCL | M50MLTLC3M-500K |  | 47007 | M50MULTI (75401532)
EMZAFTJ50 | M110 50W HX-HPF 120/277/347 Core & Coil Ballast | Yes | 66007738199 | 50 | M110 | HX-HPF | 120/277/347 | 1 |  | 356-AS-100-MH | E-HW-060-28-A2 | 6 | 280 | 75431532 | V90J5731 |  | BALM0050TCL | M50TRILC3M-500K |  | 47006 | M50TRI (75431532)
EMZA0FT50 | M110 50W HX-HPF 120/277 Core & Coil Ballast | Yes | 66007738190 | 50 | M110 | HX-HPF | 120/277 | 1 |  | 356-AS-100-MH | E-HW-060-28-A2 | 6 | 280 |  | V90H5731 | 71A5181-510D |  |  |  | 47204
70W Core & Coil
EMZA00W70 | M98 70W HX-HPF 120/208/240/277 Core & Coil Ballast | Yes | 66007738178 | 70 | M98 | HX-HPF | 120/208/240/277 | 1 |  | 356-AS-100-MH | E-HW-080-28-A2 | 8 | 280 | 752115331 / 751215331 / 752415331 / 754015331 | V90D5832 | 71A5292-510D | BALM0070QCL / BALM0070ACL | M70MLTLC3M-500K | 16V8229W18F | 47013 | M70MULTI (754015331)
EMZAFTJ70 | M98 70W HX-HPF 120/277/347 Core & Coil Ballast | Yes | 66007738201 | 70 | M98 | HX-HPF | 120/277/347 | 1 |  | 356-AS-100-MH | E-HW-080-28-A2 | 8 | 280 | 751715331 / 754315331 | V90J5832 | 71A52A2-510D | BALM0070TCL | M70TRILC3M-500K |  | 47012 | M70TRI (754315331)
EMZA0FT70 | M98 70W HX-HPF 120/277 Core & Coil Ballast | Yes | 66007738192 | 70 | M98 | HX-HPF | 120/277 | 1 |  | 356-AS-100-MH | E-HW-080-28-A2 | 8 | 280 | 751715331 / 754315331 | V90H5832 | 71A52A2-510D |  | M70TRILC3M-500K |  |  | M70TRI (754315331)
EMCA00W71 | M98 70W CWA 120/208/240/277 Core & Coil Ballast | Yes | 66007738109 | 70 | M85/M98/M139 | CWA | 120/208/240/277 | 1 |  | 356-AS-71-HC | E-HW-090-30-A2 | 9 | 300 |  |  |  |  | M70MLTLC3M-500K |  | 47010 | M70MULTI-HQ/CI
EMCAFTJ71 | M98 70W CWA 120/277/347 Core & Coil Ballast | Yes | 66007738156 | 70 | M85/M98/M139 | CWA | 120/277/347 | 1 |  | 356-AS-71-HC | E-HW-090-30-A2 | 9 | 300 | [6 empty] | 47012 | M70TRI-HQ/CI
100W Core & Coil
EMZA00W100 | M90 100W HX-HPF 120/208/240/277 Core & Coil Ballast | Yes | 66007738175 | 100 | M90 | HX-HPF | 120/208/240/277 | 1 |  | 356-AS-100-MH | E-HW-100-28-A2 | 10 | 280 | 75211512 / 75121512 / 75241512 / 75401534 | V90D5932 | 71A5390-510D | BALM0100QCL | M100MLTLC3M-500K | 16V7229W18F | 47620 | M100MULTI (75401534)
EMZAFTJ100 | M90 100W HX-HPF 120/277/347 Core & Coil Ballast | Yes | 66007738194 | 100 | M90 | HX-HPF | 120/277/347 | 1 |  | 356-AS-100-MH | E-HW-100-28-A2 | 10 | 280 | 75171512 / 75431534 | V90J5932 | 71A53A0-510D | BALM0100TCL | M100TRILC3M-500K |  | 47015 | M100TRI (75431534)
EMZA0FT100 | M90 100W HX-HPF 120/277 Core & Coil Ballast | Yes | 66007738184 | 100 | M90 | HX-HPF | 120/277 | 1 |  | 356-AS-100-MH | E-HW-100-28-A2 | 10 | 280 |  | V90H5932 | 71A5380-510D
150W Core & Coil
EMZA00W150 | M102 150W HX-HPF 120/208/240/277 Core & Coil Ballast | Yes | 66007738176 | 150 | M102 | HX-HPF | 120/208/240/277 | 1 |  | 356-AS-100-MH | E-HW-160-28-A2 | 16 | 280 | 75401583 | V90D7130 | 71A5492-510D | BALM0150QCL | M150MLTLC3M-500K |  | 47615 | M150MULTI (75401583)
EMZA0FT150 | M102 150W HX-HPF 120/277 Core & Coil Ballast | Yes | 66007738186 | 150 | M102 | HX-HPF | 120/277 | 1 |  | 356-AS-100-MH | E-HW-160-28-A2 | 16 | 280 | 75431583 | V90H7130 | 71A54A2-510D |  | M150TRILC3M-500K |  |  | M150TRI (75431583)
EMZAFTJ150 | M102 150W HX-HPF 120/277/347 Core & Coil Ballast | Yes | 66007738196 | 150 | M102 | HX-HPF | 120/277/347 | 1 |  | 356-AS-100-MH | E-HW-160-28-A2 | 16 | 280 | 75431583 | V90J7130 | 71A54A2-510D | BALM0150TCL | M150TRILC3M-500K |  |  | M150TRI (75431583)
EMCA00W151 | M81/M102/M142 150W CWA 120/208/240/277 Core & Coil Ballast | Yes | 66007738100 | 150 | M81/M102/M142 | CWA | 120/208/240/277 | 1 |  | 356-AS-71-HC | E-HW-170-33-A2 | 17 | 330 |  | V90D7110 |  |  | M150MLTLC3M-500K |  | 47640 | M150MULTI-HQ/CI
EMCAFTJ151 | M81/M102/M142 150W CWA 120/277/347 Core & Coil Ballast | Yes | 66007738146 | 150 | M81/M102/M142 | CWA | 120/277/347 | 1 |  | 356-AS-71-HC | E-HW-170-33-A2 | 17 | 330 |  | V90J7110 | 71A54A3-510D |  |  |  | 47641 | M150TRI-HQ/CI
EMZA00W152 | M81 150W HX-HPF 120/208/240/277 Core & Coil Ballast | No | TBA | 150 | M81 | HX-HPF | 120/208/240/277 | 1 |  | TBA | TBA | TBA | TBA
EMZAFTJ152 | M81 150W HX-HPF 120/277/347 Core & Coil Ballast | No | TBA | 150 | M81 | HX-HPF | 120/277/347 | 1 |  | TBA | TBA | TBA | TBA
175W Core & Coil
EMCA00W171 | M137/M152 175W CWA 120/208/240/277 Pulse Start Core & Coil Ballast | Yes | 66007738101 | 175 | M137/M152 | CWA | 120/208/240/277 | 1 |  | E37-63-AS-6.9-N7 | E-HW-110-40-A2 | 11 | 400 | 78401559 | V90D7210 | 71A5593-510D |  | P175MLTAC3M-500K |  | 47104 | M175MULTIPS (78401559)
EMCAFTJ171 | M137/M152 175W CWA 120/277/347 Pulse Start Core & Coil Ballast | Yes | 66007738147 | 175 | M137/M152 | CWA | 120/277/347 | 1 |  | E37-63-AS-6.9-N7 | E-HW-110-40-A2 | 11 | 400 | 78431559 | V90J7210 | 71A55A3-510D | BALM0175TCA/PS | P175TRIAC3M-500K |  | 47105 | M175TRIPS (78431559)
EMCA0DD171 | M137/M152 175W CWA 480 Pulse Start Core & Coil Ballast | Yes | 66007738114 | 175 | M137/M152 | CWA | 480 | 1 |  | E37-63-AS-6.9-N7 | E-HW-110-40-A2 | 11 | 400 | 78231559 | V90Y7210T |  |  | P17548TAC3M-500K |  |  | M175480PS (78231559)
200W Core & Coil
EMCA00W200 | M136 200W CWA 120/208/240/277 Pulse Start Core & Coil Ballast | Yes | 66007738102 | 200 | M136 | CWA | 120/208/240/277 | 1 |  | 356-AS-21-MH | E-HW-120-40-A2 | 12 | 400 |  |  | 71A5692-510D |  | P200MLTAC3M-500K |  |  | M200/MULTI-PS-KIT
EMCAFTJ200 | M136 200W CWA 120/277/347 Pulse Start Core & Coil Ballast | Yes | 66007738149 | 200 | M136 | CWA | 120/277/347 | 1 |  | 356-AS-21-MH | E-HW-120-40-A2 | 12 | 400 |  | V90J7310 | 71A56A2-510D | BALM0200TCA/PS | P200TRIAC3M-500K |  | 47110 | M200/TRI-PS-KIT
EMCA0DD200 | M136 200W CWA 480 Pulse Start Core & Coil Ballast | Yes | 66007738115 | 200 | M136 | CWA | 480 | 1 |  | 356-AS-21-MH | E-HW-120-40-A2 | 12 | 400 |  | V90Y7310T |  |  | P20048TAC3M-500K |  |  | M200/480-PS-KIT
ESIA Compliant Pulse Start Metal Halide
250W Core & Coil
EEMCA00W251 | M138/M153 250W CWA 120/208/240/277 Pulse Start Core & Coil Ballast | Yes | TBA | 250 | M138/M153 | CWA | 120/208/240/277 | 1 |  | E37-63-AS-6.9-N7 | E-HW-180-33-A2 | 18 | 330
EEMCAFTJ251 | M138/M153 250W CWA 120/277/347 Pulse Start Core & Coil Ballast | Yes | TBA | 250 | M138/M153 | CWA | 120/277/347 | 1 |  | E37-63-AS-6.9-N7 | E-HW-180-33-A2 | 18 | 330
ESIA Compliant Pulse Start Metal Halide
320W Core & Coil
EEMCA00W321 | M132/M154 320W CWA 120/208/240/277 Pulse Start Core & Coil Ballast | Yes | TBA | 320 | M132/M154 | CWA | 120/208/240/277 | 1 |  | E37-63-AS-6.9-N7 | E-HW-270-30-A2 | 27 | 300
EEMCAFTJ321 | M132/M154 320W CWA 120/277/347 Pulse Start Core & Coil Ballast | Yes | TBA | 320 | M132/M154 | CWA | 120/277/347 | 1 |  | E37-63-AS-6.9-N7 | E-HW-270-30-A2 | 27 | 300
ESIA Compliant Pulse Start Metal Halide
350W Core & Coil
EEMCA00W351 | M131 350W CWA 120/208/240/277 Pulse Start Core & Coil Ballast | Yes | TBA | 350 | M131 | CWA | 120/208/240/277 | 1 |  | E37-63-AS-6.9-N7 | E-HW-280-30-A2 | 28 | 300
EEMCAFTJ351 | M131 350W CWA 120/277/347 Pulse Start Core & Coil Ballast | Yes | TBA | 350 | M131 | CWA | 120/277/347 | 1 |  | E37-63-AS-6.9-N7 | E-HW-280-30-A2 | 28 | 300
ESIA Compliant Pulse Start Metal Halide
400W Core & Coil
EEMCA00W401 | M135/M155 400W CWA 120/208/240/277 Pulse Start Core & Coil Ballast | Yes | TBA | 400 | M135/M155 | CWA | 120/208/240/277 | 1 |  | E37-63-AS-6.9-N7 | E-HW-290-30-A2 | 29 | 300
EEMCAFTJ401 | M135/M155 400W CWA 120/277/347 Pulse Start Core & Coil Ballast | Yes | TBA | 400 | M135/M155 | CWA | 120/277/347 | 1 |  | E37-63-AS-6.9-N7 | E-HW-290-30-A2 | 29 | 300
250W Core & Coil
EMCA00W251 | M138/M153 250W CWA 120/208/240/277 Pulse Start Core & Coil Ballast | Yes | 66007738104 | 250 | M138/M153 | CWA | 120/208/240/277 | 1 |  | E37-63-AS-6.9-N7 | E-HW-150-40-A2 | 15 | 400 | 78401561 | V90D8410 | 71A5792-510D |  | P250MLTAC4M-500K |  | 47115 | M250MULTIPS (78401561)
EMCAFTJ251 | M138/M153 250W CWA 120/277/347 Pulse Start Core & Coil Ballast | Yes | 66007738151 | 250 | M138/M153 | CWA | 120/277/347 | 1 |  | E37-63-AS-6.9-N7 | E-HW-150-40-A2 | 15 | 400 | 78431561 | V90J8410 | 71SA57A2-510D | BALM0250TCA/PS | P250TRIAC4M-500K |  | 47116 | M250TRIPS (78431561)
EMCA0DD251 | M138/M153 250W CWA 480 Pulse Start Core & Coil Ballast | Yes | 66007738117 | 250 | M138/M153 | CWA | 480 | 1 |  | E37-63-AS-6.9-N7 | E-HW-150-40-A2 | 15 | 400 | 78231561 | V90Y8410T |  |  | P25048TAC4M-500K |  |  | M250480PS (78231561)
EMCAWDD251 | M138/M153 250W CWA 120/208/240/277/480 Pulse Start Core & Coil Ballast | Yes | 66007738160 | 250 | M138/M153 | CWA | 120/208/240/277/480 | 1 |  | E37-63-AS-6.9-N7 | E-HW-150-40-A2 | 15 | 400 |  |  |  |  | P250ML5AC4M-500K
EMCAFDD251 | M138/M153 250W CWA 120/480 Pulse Start Core & Coil Ballast | No | 66007738371 | 250 | M138/M153 | CWA | 120/480 | 1 |  | TBA | TBA | TBA | TBA
EMZAFT252 | M138/M153 250W HX-HPF 120/277 Pulse Start Core & Coil Ballast | No | TBA | 250 | M138/M153 | HX-HPF | 120/277 | 1 | [6 empty] | V90U8421
Return to Categories Page
320W Core & Coil
E871-W-320 | M132/M154 320W CWA 120/208/240/277 Pulse Start Core & Coil Ballast | Yes | 66007738039 | 320 | M132/M154 | CWA | 120/208/240/277 | 1 |  | E37-63-AS-6.9-N7 | E-HW-210-35-A2 | 21 | 350 |  | V90D7411 | 71A5892-510D | BALM0320QCA/PS | P320MLTAC4M-500K
E871-FTJ-320 | M132/M154 320W CWA 120/277/347 Pulse Start Core & Coil Ballast | Yes | 66007738030 | 320 | M132/M155 | CWA | 120/277/347 | 1 |  | E37-63-AS-6.9-N7 | E-HW-210-35-A2 | 21 | 350 |  | V90J7411 | 71A58A2-510D | BALM0320TCA/PS | P320TRIAC4M-500K
E871-DD-320 | M132/M154 320W CWA 480 Pulse Start Core & Coil Ballast | Yes | 66007738018 | 320 | M132/M156 | CWA | 480 | 1 |  | E37-63-AS-6.9-N7 | E-HW-210-35-A2 | 21 | 350 |  | V90Y7411T | 71A5842-510DT
350W Core & Coil
EMCA00W351 | M131 350W CWA 120/208/240/277 Pulse Start Core & Coil Ballast | Yes | 66007738106 | 350 | M131 | CWA | 120/208/240/277 | 1 |  | E37-63-AS-6.9-N7 | E-HW-220-35-A2 | 22 | 350 |  | V90D7512 | 71A5993-510D |  | P350MLTAC4M-500K
EMCAFTJ351 | M131 350W CWA 120/277/347 Pulse Start Core & Coil Ballast | Yes | 66007738154 | 350 | M131 | CWA | 120/277/347 | 1 |  | E37-63-AS-6.9-N7 | E-HW-220-35-A2 | 22 | 350 |  | V90J7512 | 71A59A3-510D | BALM0350TCA/PS | P350TRIAC4M-500K
EMCA0DD351 | M131 350W CWA 480 Pulse Start Core & Coil Ballast | Yes | 66007738118 | 350 | M131 | CWA | 480 | 1 |  | E37-63-AS-6.9-N7 | E-HW-220-35-A2 | 22 | 350 |  |  |  |  | P35048TAC4M-500K
EMCAFDD351 | M131 350W CWA 120/480 Pulse Start Core & Coil Ballast | No | TBA | 350 | M131 | CWA | 120/480 | 1 |  | E37-63-AS-6.9-N7 | E-HW-240-36-A2 | 24 | 360 |  | V90Y7512T | 71A5943-T-510D
400W Core & Coil
EMCA00W401 | M135/M155 400W CWA 120/208/240/277 Pulse Start Core & Coil Ballast | Yes | 66007738107 | 400 | M135/M155 | CWA | 120/208/240/277 | 1 |  | E37-63-AS-6.9-N7 | E-HW-240-36-A2 | 24 | 360 |  | V90D7612 | 71A6092-510D |  | P400MLTAC4M-500K |  | 47130 | M400MULTIPS (784015672)
EMCAFTJ401 | M135/M155 400W CWA 120/277/347 Pulse Start Core & Coil Ballast | Yes | 66007738001 | 400 | M135/M155 | CWA | 120/277/347 | 1 |  | E37-63-AS-6.9-N7 | E-HW-240-36-A2 | 24 | 360 |  | V90J7612 | 71A60A2-510D | BALM0400TCA/PS | P400TRIAC4M-500K |  | 47131 | M400TRIPS (784315672)
EMCA0DD401 | M135/M155 400W CWA 480 Pulse Start Core & Coil Ballast | Yes | 66007738119 | 400 | M135/M155 | CWA | 480 | 1 |  | E37-63-AS-6.9-N7 | E-HW-240-36-A2 | 24 | 360 |  |  |  |  | P40048TAC4M-500K |  |  | M400480PS (782315672)
EMCAFDD401 | M135/M155 400W CWA 120/480 Pulse Start Core & Coil Ballast | No | TBA | 400 | M135/M155 | CWA | 120/480 | 1 |  | E37-63-AS-6.9-N7 | E-HW-240-36-A2 | 24 | 360 |  | V90Y7612T | 71A6042-T-510D
EMCAWDD401 | M135/M155 400W CWA 120/208/240/277/480 Pulse Start Core & Coil Ballast | Yes | 66007738162 | 400 | M135/M155 | CWA | 120/208/240/277/480 | 1 |  | E37-63-AS-6.9-N7 | E-HW-240-36-A2 | 24 | 360 |  |  |  |  | P400ML5AC4M-500K
450W Core & Coil
EMCA00W451 | M144 450W CWA 120/208/240/277 Pulse Start Core & Coil Ballast | Yes | 66007738108 | 450 | M144 | CWA | 120/208/240/277 | 1 |  | E37-63-AS-6.9-N7 | E-HW-265-40-A2 | 26.5 | 400 |  |  | 71A6393-510D |  | P450MLTAC4M-500K
EMCAFTJ451 | M144 450W CWA 120/277/347 Pulse Start Core & Coil Ballast | Yes | TBA | 450 | M144 | CWA | 120/277/347 | 1 |  | E37-63-AS-6.9-N7 | E-HW-265-40-A2 | 26.5 | 400 |  |  | 71A63A3-510D | BALM0450TCA/PS
EMCA0DD451 | M144 450W CWA 480 Pulse Start Core & Coil Ballast | Yes | 66007738121 | 450 | M144 | CWA | 480 | 1 |  | E37-63-AS-6.9-N7 | E-HW-265-40-A2 | 26.5 | 400
750W Core & Coil
EMCA00W751 | M149 750W CWA 120/208/240/277 Pulse Start Core & Coil Ballast | Yes | 66007738110 | 750 | M149 | CWA | 120/208/240/277 | 1 |  | 356-AS-751-MH | E-HW-235-48-A2 | 23.5 | 480 |  | V90D7910 | 71A6490-510D |  | P750MLTAC5M-500K |  |  | M750/MULTI-PS-KIT
EMCAFTJ751 | M149 750W CWA 120/277/347 Pulse Start Core & Coil Ballast | Yes | 66007738157 | 750 | M149 | CWA | 120/277/347 | 1 |  | 356-AS-751-MH | E-HW-235-48-A2 | 23.5 | 480 |  | V90J7910 |  | BALM0750XCI | P750TRIAC5M-500K |  | 47716 | M750/TRI-PS-KIT
EMCA0DD751 | M149 750W CWA 480 Pulse Start Core & Coil Ballast | Yes | 66007738123 | 750 | M149 | CWA | 480 | 1 |  | 356-AS-751-MH | E-HW-235-48-A2 | 23.5 | 480 |  | V90Y7901T |  |  | P75048TAC5M-500K |  |  | M750/480-PS-KIT
EMCAFTJDD751 | M149 750W CWA 120/277/347/480 Pulse Start Core & Coil Ballast | Yes | 66007738159 | 750 | M149 | CWA | 120/277/347/480 | 1 |  | 356-AS-751-MH | E-HW-235-48-A2 | 23.5 | 480 |  |  | 71A64F0-T-510D
1000W Core & Coil
EMCA00W1001 | M141 1000W CWA 120/208/240/277 Pulse Start Core & Coil Ballast | Yes | 66007738098 | 1000 | M141 | CWA | 120/208/240/277 | 1 |  | 356-AS-1001-MH | E-HW-240-48-A2 | 24 | 480 |  | V90D7810 / V90D7811 | 71A6591-510D |  | P1000MLTAC5M-500K |  |  | M1000MULTIPS-KIT
EMCAFTJ1001 | M141 1000W CWA 120/277/347 Pulse Start Core & Coil Ballast | Yes | 66007738364 | 1000 | M141 | CWA | 120/277/347 | 1 |  | 356-AS-1001-MH | E-HW-240-48-A2 | 24 | 480 |  | V90J7810 | [5 empty] | M1000TRIPS-KIT
EMCA0DD1001 | M141 1000W CWA 480 Pulse Start Core & Coil Ballast | Yes | 66007738111 | 1000 | M141 | CWA | 480 | 1 |  | 356-AS-1001-MH | E-HW-240-48-A2 | 24 | 480 |  | V90Y7810T |  |  | P100048TAC5M-500K |  |  | M1000/480PS-KIT
EMCAFTJDD1001 | M141 1000W CWA 120/277/347/480 Pulse Start Core & Coil Ballast | Yes | 66007738158 | 1000 | M141 | CWA | 120/277/347/480 | 1 |  | 356-AS-1001-MH | E-HW-240-48-A2 | 24 | 480 |  |  | 71A65F1-T-510D
Standard Metal Halide
Return to Categories Page
175W Core & Coil
E871-W-117 | M57/H39 175W CWA 120/208/240/277 Core & Coil Ballast | Yes | 66007738033 | 175 | M57/H39 | CWA | 120/208/240/277 | 1 |  |  | E-HW-100-40-A2 | 10 | 400 | 78241385 / 78121385 / 784013851 / 78211363 / 78241363 | V90D6111 / V90D6112 | 71A5590-510D / 71A5570-510D | BALM0175QCA | M175MLTAC3M-500K | 16V1299W18F / 11A821 | 47025 | M175MULTI (784013851)
E871-FTJ-117 | M57/H39 175W CWA 120/277/347 Core & Coil Ballast | Yes | 66007738024 | 175 | M57/H39 | CWA | 120/277/347 | 1 |  |  | E-HW-100-40-A2 | 10 | 400 | 78171385 / 784313851 / 78211363 / 78171363 | V90J6111 | 71A55A0-510D | BALM0175TCA | M175TRIAC3M-500K | 11A826 | 47027 | M175TRI (784313851)
E871-DD-117 | M57/H39 175W CWA 480 Core & Coil Ballast | Yes | 66007738007 | 175 | M57/H39 | CWA | 480 | 1 |  |  | E-HW-100-40-A2 | 10 | 400 | 782313851 | V90Y6111T | 71A5540-510D |  | M17548TAC3M-500K |  | 47036 | M175/480 (782313851)
E871-WDD-117 | M57/H39 175W CWA 120/208/240/277/480 Core & Coil Ballast | Yes | 66007738042 | 175 | M57/H39 | CWA | 120/208/240/277/480 | 1 |  |  | E-HW-100-40-A2 | 10 | 400 |  |  |  |  | M175ML5AC3M-500K
EMIAFRM175 | M57/H39 175W CWI 120/208/240 Core & Coil Ballast | Yes | 66007738165 | 175 | M57/H39 | CWI | 120/208/240 | 1 | CONSTANT WATTAGE ISOLATED |  | E-HW-085-48-A2 | 8.5 | 480 | 78151465 / 78121465 / 78101465 / 78101256 | V90E6150 |  | BALM0175XCI / BALM0175XCI |  |  | 47028 | M175/DUAL/CWI
EMIADDZ175 | M57/H39 175W CWI 480/600 Core & Coil Ballast | Yes | 66007738166 | 175 | M57/H39 | CWI | 480/600 | 1 | CONSTANT WATTAGE ISOLATED |  | E-HW-085-48-A2 | 8.5 | 480 | 78131465 / 78181465 / 78131256 / 78181256 | V90Z6150 |  | BALM0175JCI |  |  | 47032 | M175/600/CWI
EMIAJDDZ175 | M57/H39 175W CWI 347/480/600 Core & Coil Ballast | Yes | 66007738167 | 175 | M57/H39 | CWI | 347/480/600 | 1 | CONSTANT WATTAGE ISOLATED |  | E-HW-085-48-A2 | 8.5 | 480 | 78171465 / 78131465 / 78181465 / 78171256 / 78131256 / 78181256 | V90Z6150 |  | BALM0175XCI / BALM0175JCI |  |  | 47031 | M175/347/CWI
250W Core & Coil
EMCA00W250 | M58/H37 250W CWA 120/208/240/277 Core & Coil Ballast | Yes | 66007738103 | 250 | M58/H37 | CWA | 120/208/240/277 | 1 | 3X4 |  | E-HW-150-40-A2 | 15 | 400 | 78211380 / 78121380 / 78241380 / 784015221 / 78241351 | V90D6211 | 71A5771-510D | BALM0250QCA | M250MLTAC3M-500K |  |  | M250MULTI 3X4 (784015221)
EMCAFTJ250 | M58/H37 250W CWA 120/277/347 Core & Coil Ballast | Yes | 66007738151 | 250 | M58/H37 | CWA | 120/277/347 | 1 | 3X4 |  | E-HW-150-40-A2 | 15 | 400 | 78171380 / 78121380 / 784315221 | V90J6211 | 71A57A0-510D | BALM0250TCA | M250TRIAC3M-500K
EMCA0DD250 | M58/H37 250W CWA 480 Core & Coil Ballast | Yes | 66007738116 | 250 | M58/H37 | CWA | 480 | 1 | 3X4 |  | E-HW-150-40-A2 | TBA | TBA | 782315221 | V90Y6211 | 71A5741-510D |  | M25048TAC3M-500K |  |  | M250480 3X4 (782315221)
E871-W-251 | M58/H37 250W CWA 120/208/240/277 Core & Coil Ballast | Yes | 66007738037 | 250 | M58/H37 | CWA | 120/208/240/277 | 1 | 4X4 |  | E-HW-150-40-A2 | 15 | 400 |  | V90D6212 / V90D6215 |  |  | M250MLTAC4M-500K |  | 47037 | M250MULTI 4X4
E871-FTJ-251 | M58/H37 250W CWA 120/277/347 Core & Coil Ballast | Yes | 66007738028 | 250 | M58/H37 | CWA | 120/277/347 | 1 | 4X4 |  | E-HW-150-40-A2 | 15 | 400 |  | V90J6212 |  |  | M250TRIAC4M-500K |  | 47039 | M250TRI 4X4
EMCA00W2502S | 2x250W M58/H37 CWA 120/208/240/277 Series Core & Coil Ballast | No | 66007738326 | 2x250 | M58/H37 | CWA | 120/208/240/277 | 1 | 4X4 |  | TBA | TBA | TBA
EMCAFTJ2502S | 2x250W M58/H37 CWA 120/277/347 Series Core & Coil Ballast | No | 66007738314 | 2x250 | M58/H37 | CWA | 120/277/347 | 1 | 4X4 |  | TBA | TBA | TBA
E871-DD-251 | M58/H37 250W CWA 480 Core & Coil Ballast | Yes | 66007738011 | 250 | M58/H37 | CWA | 480 | 1 | 4X4 |  | E-HW-150-40-A2 | 15 | 400 |  | V90Y62121T | 71A5740-510D |  | M25048TAC4M-500K |  |  | M250480 4X4
E871-WDD-251 | M58/H37 250W CWA 120/208/240/277/480 Core & Coil Ballast | Yes | 66007738045 | 250 | M58/H37 | CWA | 120/208/240/277/480 | 1 | 4X4 |  | E-HW-150-40-A2 | 15 | 400 |  |  | 71A5750-510D |  | M250ML5AC4M-500K
E871-FDD-251 | M58/H37 250W CWA 120/480 Core & Coil Ballast | No | 66007738017 | 250 | M58/H37 | CWA | 120/480 | 1 | 4X4 |  | TBA | TBA | TBA |  |  | 71A5740-T-510D
E871-FM-251 | M58/H37 250W CWA 120/240 Core & Coil Ballast | Yes | 66007738308 | 250 | M58/H37 | CWA | 120/240 | 1 | 4X4 |  | E-HW-150-40-A2 | 15 | 400
EMIAFRM250 | M58/H37 250W CWI 120/208/240 Core & Coil Ballast | Yes | 66007738335 | 250 | M58/H37 | CWI | 120/208/240 | 1 | CONSTANT WATTAGE ISOLATED |  | E-HW-150-40-A2 | 15 | 400 | 78101381 / 78151381 / 78121381/78151257 | V90E6250 | 71A57E6-510D | BALM0250XCI / BALM0250XCI
EMIAFRM2502S | 2x250W M58/H37 CWI 120/208/240 Series Core & Coil Ballast | No | 66007738324 | 2x250 | M58/H37 | CWI | 120/208/240 | 1 | CONSTANT WATTAGE ISOLATED |  | TBA | TBA | TBA
EMIADDZ250 | M58/H37 250W CWI 480/600 Core & Coil Ballast | Yes | 66007738365 | 250 | M58/H37 | CWI | 480/600 | 1 | CONSTANT WATTAGE ISOLATED |  | E -HW-120-48-A2 | 12 | 480 | 78131381 / 78181381 / 78181351 / 78171351 | V90Z6250
EMIAJDDZ250 | M58/H37 250W CWI 347/480/600 Core & Coil Ballast | Yes | 66007738168 | 250 | M58/H37 | CWI | 347/480/600 | 1 | CONSTANT WATTAGE ISOLATED |  | E -HW-120-48-A2 | 12 | 480 | 78131381 / 78171381 / 78181381 / 78171257 / 78181257 / 78181351 / 78171351 | V90Z6250 |  | BALM0250XCI / BALM0250JCI
EMIAJDDZ2502S | 2x250W M58/H37 CWI 347/480/600 Series Core & Coil Ballast | No | 66007738322 | 2x250 | M58/H37 | CWI | 347/480/600 | 1 | CONSTANT WATTAGE ISOLATED |  | TBA | TBA | TBA
400W Core & Coil
EMCA00W400 | M59/H33 400W CWA 120/208/240/277 Core & Coil Ballast | Yes | 66007738040 | 400 | M59/H33 | CWA | 120/208/240/277 | 1 |  |  | E-HW-240-40-A2 | 24 | 400 | 784015162 / 782412911 / 78211291 / 781212911 / 782115161 / 781215161 / 78241463 | V90D6412 / V90D6413 | 71A6071-510D | BALM0400QCA | M400MLTAC4M-500K | 16V3309W18F / 11A646 | 47053 | M400MULTI (784015162)
E871-FTJ-411 | M59/H33 400W CWA 120/277/347 Core & Coil Ballast | Yes | 66007738031 | 400 | M59/H33 | CWA | 120/277/347 | 1 |  |  | E-HW-240-40-A2 | 24 | 400 | 784315161 / 782412911 / 781715161 / 78171463 | V90J6413 | 71A60A1-510D | BALM0400TCA | M400TRIAC4M-500K | 11A649 | 47055 | M400TRI (784315161)
EMCA00W4002S | 2x400W M59/H33 CWA 120/208/240/277 Series Core & Coil Ballast | No | 66007738294 | 2x400 | M59/H33 | CWA | 120/208/240/277 | 1 |  |  | TBA | TBA | TBA | 78241314 / 78121314 / 78211248 / 78121248 / 78151268 |  |  | BALM0400HCA2
EMCAFTJ4002S | 2x400W M59/H33 CWA 120/277/347 Series Core & Coil Ballast | No | 66007738296 | 2x400 | M59/H33 | CWA | 120/277/347 | 1 |  |  | 0 | 11.5 | 800 | 78171314 / 78211248 / 78121248 / 78171248
E871-DD-411 | M59/H33 400W CWA 480 Core & Coil Ballast | Yes | 66007738014 | 400 | M59/H33 | CWA | 480 | 1 |  |  | E-HW-240-40-A2 | 24 | 400 | 782315161 | V90Y6413T | 716041-510D |  | M40048TAC4M-500K |  |  | M400480 (782315161)
E871-F-411 | M59/H33 400W CWA 120 Core & Coil Ballast | No | 66007738366 | 400 | M59/H33 | CWA | 120 | 1 |  |  | TBA | TBA | TBA | 782112911 |  | 71A6001-510D |  | M400120AC4M-500K
E871-WDD-411 | M59/H33 400W CWA 120/208/240/277/480 Core & Coil Ballast | Yes | 66007738046 | 400 | M59/H33 | CWA | 120/208/240/277/480 | 1 |  |  | E-HW-240-40-A2 | 24 | 400 |  |  | 71A6051-510D |  | M400ML5AC4M-500K
EMIAFRM400 | M59/H33 400W CWI 120/208/240 Core & Coil Ballast | Yes | 66007738169 | 400 | M59/H33 | CWI | 120/208/240 | 1 | CONSTANT WATTAGE ISOLATED |  | E-HW-200-44-A2 | 20 | 440 | 78101383 / 78151383 / 78121383 / 78101299 | V90E6450 | 71A60E6-510D | BALM0400XCI / BALM0400XCI
EMIAFRM4002S | 2x400W M59/H33 CWI 120/208/240 Series Core & Coil Ballast | Yes | 66007738309 | 2x400 | M59/H33 | CWI | 120/208/240 | 1 | CONSTANT WATTAGE ISOLATED |  | E-HW-200-44-A2 | 20 | 440 | 78101382 / 78151382 / 78101268 |  |  | BALM0400HCI2 |  |  | 47067
EMIADDZ400 | M59/H33 400W CWI 480/600 Core & Coil Ballast | Yes | 66007738170 | 400 | M59/H33 | CWI | 480/600 | 1 | CONSTANT WATTAGE ISOLATED |  | E-HW-200-44-A2 | 20 | 440 | 78131383 / 78181383 / 78131299 / 78181299 | V90Z6450 |  |  |  |  | 47505
EMIAJDDZ400 | M59/H33 400W CWI 347/480/600 Core & Coil Ballast | Yes | 66007738171 | 400 | M59/H33 | CWI | 347/480/600 | 1 | CONSTANT WATTAGE ISOLATED |  | E-HW-200-44-A2 | 20 | 440 | 78131383 / 78171383 / 78181383 / 78171299 / 78181299 | V90Z6450 | 71A60F6-510D | BALM0400XCI / BALM0400JCI |  |  | 47505
EMIAJDDZ4002S | 2x400W M59/H33 CWI 347/480/600 Series Core & Coil Ballast | Yes | 66007738298 | 2x400 | M59/H33 | CWI | 347/480/600 | 1 | CONSTANT WATTAGE ISOLATED |  | E-HW-200-44-A2 | 20 | 440 | 78171382 / 78131382 / 78181382 / 78181268
1000W Core & Coil
E871-W-211 | M47/H36 1000W CWA 120/208/240/277 Core & Coil Ballast | Yes | 66007738035 | 1000 | M47/H36 | CWA | 120/208/240/277 | 1 |  |  | E-HW-240-40-A2 | 24 | 480 | 78211292 / 78121292 / 78241292 / 78401598 (78401523) / 78-24-1193 | V90D6514 / V90D6517 | 71A6572-001 | BALM1000QCA | M1000MLTAC5M-500K | 16V5299W18F / 11A769 | 47650 | M1000MULTI (78401598)
E871-FTJ-211 | M47/H36 1000W CWA 120/277/347 Core & Coil Ballast | Yes | 66007738026 | 1000 | M47/H36 | CWA | 120/277/347 | 1 |  |  | E-HW-240-40-A2 | 24 | 480 | 78211292 / 78121292 / 78171292 / 78431598 / 78431523 / 78171249 | V90J6514 | 71A65A2-001 | BALM1000TCA | M1000TRIAC5M-500K | 11A772 | 47651 | M1000TRI (78431598)
E871-DD-211 | M47/H36 1000W CWA 480 Core & Coil Ballast | Yes | 66007738382 | 1000 | M47/H36 | CWA | 480 | 1 |  |  | E-HW-240-40-A2 | 24 | 480 |  | V90Y6514T | 71A6542-T-001
E871-WDD-211 | M47/H36 1000W CWA 120/208/240/277/480 Core & Coil Ballast | Yes | 66007738043 | 1000 | M47/H36 | CWA | 120/208/240/277/480 | 1 |  |  | E-HW-240-40-A2 | 24 | 480 |  |  | 71A6552-001 |  | M1000ML5AC5M-500K
EMIAFRM1000 | M47/H36 1000W CWI 120/208/240 Core & Coil Ballast | Yes | 66007738163 | 1000 | M47/H36 | CWI | 120/208/240 | 1 | CONSTANT WATTAGE ISOLATED |  | E-HW-200-56-A2 | 20 | 560 | 78101384 / 78151384 | V90E6550 | 71A65E2-T-001 | BALM1000XCI / BALM1000XCI
EMIAJDDZ1000 | M47/H36 1000W CWI 347/480/600 Core & Coil Ballast | Yes | 66007738164 | 1000 | M47/H36 | CWI | 347/480/600 | 1 | CONSTANT WATTAGE ISOLATED |  | E-HW-200-56-A2 | 20 | 560 | 78131384 / 78171384 / 78181384 / 78171309 / 78131309 / 78181309 | V90Z6550 |  | BALM1000JCI / BALM1000XCI |  |  | 47083
1500W Core & Coil
EMCA00W1500 | M48 1500W CWA 120/208/240/277 Core & Coil Ballast | Yes | 66007738099 | 1500 | M48 | CWA | 120/208/240/277 | 1 |  |  | E-HW-320-53-A2 | 32 | 525 | 781213241 / 782413241 / 78401524 | V90D6612 | 71A6772-001 | BALM15000QCA | M1500MLTAC5M-500K | 16V6299W18F | 47094 | M1500MULTI (78401524)
EMCAFTJ1500 | M48 1500W CWA 120/277/347 Core & Coil Ballast | Yes | 66007738145 | 1500 | M48 | CWA | 120/277/347 | 1 |  |  | E-HW-150-40-A2 | 15 | 400 | 781713241 / 781213241 / 78431524 |  | 71A67A2-001 | BALM15000TCA | M1500TRIAC5M-500K |  |  | M1500TRI (78431524)
EMCA0DD1500 | M48 1500W CWA 480 Core & Coil Ballast | Yes | 66007738113 | 1500 | M48 | CWA | 480 | 1 |  |  | E-HW-320-53-A2 | 32 | 525 | 78231524 | V90Y6612T | 71A6742-001 |  | M150048TAC5M-500K |  |  | M1500480 (78231524)
Return to Categories Page
F-Can Metal Halide
35/39W F-CAN
EMZA0FT39F | M130 35/39W HX-HPF 120/277 F-CAN Ballast | Yes | 66007738189 | 35/39 | M130 | HX-HPF | 120/277 | 1 | FCAN |  |  |  |  | 76402531 |  | 71C5081-NP |  | 1120-251A-TC |  | 47680
EMZA0FJ39F | M130 35/39W HX-HPF 120/347 F-CAN Ballast | Yes | 66007738181 | 35/39 | M130 | HX-HPF | 120/347 | 1 | FCAN |  |  |  |  | 76432531
50W F-CAN
EMZA0FT50F | M110 50W HX-HPF 120/277 F-CAN Ballast | Yes | 66007738191 | 50 | M110 | HX-HPF | 120/277 | 1 | FCAN |  |  |  |  | 76402532 |  | 72C5181-NP | BALM0050TFL | 11210-236C-TC |  | 47195
EMZA0FJ50F | M110 50W HX-HPF 120/347 F-CAN Ballast | Yes | 66007738182 | 50 | M110 | HX-HPF | 120/347 | 1 | FCAN | [6 empty] | 72C51C1-NP
EMZAFTJ50F | M110 50W HX-HPF 120/277/347 F-CAN Ballast | Yes | 66007738200 | 50 | M110 | HX-HPF | 120/277/347 | 1 | FCAN |  |  |  |  | 76432532 |  | 72C51C1-NP | BALM0050TFL
70W F-CAN
EMZA0FT70F | M98/M143 70W HX-HPF 120/277 F-CAN Ballast | Yes | 66007738193 | 70 | M98/M143 | HX-HPF | 120/277 | 1 | FCAN |  |  |  |  | 764025331 |  | 72C5282-NP |  | 11210-506C-TC
EMZA0FJ70F | M98/M143 70W HX-HPF 120/347 F-CAN Ballast | Yes | 66007738183 | 70 | M98/M143 | HX-HPF | 120/347 | 1 | FCAN | [6 empty] | 72C52C2-NP |  | 11210-554C-TC
EMZAFTJ70F | M98/M143 70W HX-HPF 120/277/347 F-CAN Ballast | No | 66007738202 | 70 | M98/M143 | HX-HPF | 120/277/347 | 1 | FCAN |  |  |  |  | 764325331 |  |  | BALM0070TFL | 11210-506C-TC
EMZA0FT72F | M139 70W HX-HPF 120/277 F-CAN Ballast | No | 66007738369 | 70 | M139 | HX-HPF | 120/277 | 1 | FCAN | [6 empty] | 72C5281-NP
EMZA0FJ72F | M139 70W HX-HPF 120/347 F-CAN Ballast | Yes | 66007738287 | 70 | M139 | HX-HPF | 120/347 | 1 | FCAN | [6 empty] | 72C-52C1-NP
100W F-CAN
EMZA0FT100F | M90 or M140 100W HX-HPF 120/277 F-CAN Ballast | Yes | 66007738185 | 100 | M90/M140 | HX-HPF | 120/277 | 1 | FCAN |  |  |  |  | 76212711 |  | 72C5381-NP |  | 11210-239C-TC
EMZAFTJ100F | M90 or M140 100W HX-HPF 120/277/347 F-CAN Ballast | Yes | 66007738195 | 100 | M90/M140 | HX-HPF | 120/277/347 | 1 | FCAN |  |  |  |  | 76432534 / 76212711 / 76172711 |  | 72C53C1-NP | BALM0100TFL | 11210-606C-TC/11210-239C-TC
EMZA0FJ100F | M90 or M140 100W HX-HPF 120/347 F-CAN Ballast | Yes | 66007738179 | 100 | M90/M140 | HX-HPF | 120/347 | 1 | FCAN | [6 empty] | 72C53C1-NP |  | 11210-606C-TC
150W F-CAN
EMZA0FT150F | M102/M142 150W HX-HPF 120/277 F-CAN Ballast | No | 66007738187 | 150 | M102/M142 | HX-HPF | 120/277 | 1 | FCAN | [6 empty] | 72C5482-NP |  | 11210-242C-TC
EMZAFTJ150F | M102/M142 150W HX-HPF 120/277/347 F-CAN Ballast | Yes | 66007738197 | 150 | M102/M142 | HX-HPF | 120/277/347 | 1 | FCAN | [6 empty] | 72C54C2-NP |  | 11210-539C-TC
175W F-CAN
EMCA0FT175F | M57/H39 175W CWA 120/277 F-CAN Ballast | Yes | 66007738131 | 175 | M57/H39 | CWA | 120/277 | 1 | FCAN |  |  |  |  | 76212764 or 76212864 |  | 72C5581-NP
EMCAFTJ175F | M57/H39 175W CWA 120/277/347 F-CAN Ballast | Yes | 66007738148 | 175 | M57/H39 | CWA | 120/277/347 | 1 | FCAN |  |  |  |  | 76172764 or 76172864 |  | 72C55C1-NP | BALM0175TFA | 11102-45SC-TC
250W F-CAN
EMCA0FT250F | M58/H37 250W CWA 120/277 F-CAN Ballast | Yes | 66007738134 | 250 | M58/H37 | CWA | 120/277 | 1 | FCAN |  |  |  |  | 76212766 |  | 72C5782-NP
EMCAFTJ250F | M58/H37 250W CWA 120/277/347 F-CAN Ballast | Yes | 66007738150 | 250 | M58/H37 | CWA | 120/277/347 | 1 | FCAN |  |  |  |  | 76172766 |  | 72C57C2-NP | BALM0250TFA | 11102-46C-TC
400W F-CAN
EMCA0FT400F | M59/H33 400W CWA 120/277 F-CAN Ballast | Yes | 66007738138 | 400 | M59/H33 | CWA | 120/277 | 1 | FCAN | [6 empty] | 72C6082-NP
EMCA0FJ400F | M59/H33 400W CWA 120/347 F-CAN Ballast | Yes | 66007738155 | 400 | M59/H33 | CWA | 120/347 | 1 | FCAN | [7 empty] | BALM0400TFA | 11102-47SC-TC-0001
EMCAFTJ400F | M59/H33 400W CWA 120/277/347 F-CAN Ballast | Yes | 66007738155 | 400 | M59/H33 | CWA | 120/277/347 | 1 | FCAN | [7 empty] | BALM0400TFA | 11102-47SC-TC-0001
EMCA0FT401F | M135/M155 400W CWA 120/277 Pulse Start F-CAN Ballast | Yes | 66007738139 | 400 | M135/M155 | CWA | 120/277 | 1 | FCAN
Return to Categories Page

## HPS Catalog
SOLA - HIGH PRESSURE SODIUM BALLASTS
SOLA CATALOG # | DESCRIPTION | Data Sheet Available | UPC Code | LAMP WATTAGE | ANSI Code | CIRCUIT TYPE | INPUT VOLTAGE | Carton QTY | Remarks | Ignitor | Capacitor Part Number | Cap. Micro Farrad | Cap. VAC Rating | OLD SOLA (Ballastronix) NUMBER | VENTURE | ADVANCE Part Number | Standard Products | ULT (Magnetek) | Valmont/SLI/CGE Part Number | Venture | SYLVANIA Code | SYLVANIA DESCRIPTION
Return to Categories Page
35W Core & Coil
ESRN00F35IA | S76 35W R-NPF 120 Core & Coil Ballast | Yes | 66007738246 | 35 | S76 | R-NPF | 120 | 1 | INTEGRAL IGNITER | Integral Ignitor | E-HW-160-12-A2 | 16 | 120 |  |  | 71A7707-001DB | SA-A-0035-98 | 1233-251W / S35120RCEM-000K
ESRN00F35 | S76 35W R-NPF 120 Core & Coil Ballast | Yes | 66007738244 | 35 | S76 | R-NPF | 120 | 1 |  | E-37-63-AS-11.1-N | E-HW-160-12-A2 | 16 | 120 | 75141456NP | V90B1020 | 71A7707-510D | BALS0035ACR | 1233-251U |  | V90B1020 | 47269 | LU35120R (75141456NP)
ESZA00W35 | S76 35W HX-HPF 120/208/240/277 Core & Coil Ballast | Yes | 66007738258 | 35 | S76 | HX-HPF | 120/208/240/277 | 1 |  | E-37-63-AS-9.1-N7 | E-HW-040-28-A2 | 4 | 280 | 752414641 / 752114641 | V90E1030 |  |  |  |  | V90E1030
50W Core & Coil
ESRN00F50IA | S68 50W R-NPF 120 Core & Coil Ballast | Yes | 66007738250 | 50 | S68 | R-NPF | 120 | 1 | INTEGRAL IGNITER | Integral Ignitor | E-HW-200-12-A2 | 20 | 120 |  |  | 71A7807-001DB | SA-A-0050-98 | 1233-35W |  |  | 47274
ESRN00F50 | S68 50W R-NPF 120 Core & Coil Ballast | Yes | 66007738248 | 50 | S68 | R-NPF | 120 | 1 |  | E-37-63-AS-11.1-N | E-HW-200-12-A2 | 20 | 120 | 75141457NP | V90B1120 | 71A7807-510D | BALS0050ACR | 1233-35U / S50120RCEM-000K |  | V90B1120 | 47274 | LU50120R (75141457NP)
ESZA0FT50 | S68 50W HX-HPF 120/277 Core & Coil Ballast | Yes | 66007738274 | 50 | S68 | HX-HPF | 120/277 | 1 |  | E-37-63-AS-9.1-N7 | E-HW-050-28-A2 | 5 | 280 | 752114511 | V90H1132 | 71A7801-510D |  |  |  | V90E1131 / V90U1131
ESZAFTJ50 | S68 50W HX-HPF 120/277/347 Core & Coil Ballast | Yes | 66007738307 | 50 | S68 | HX-HPF | 120/277/347 | 1 |  | E-37-63-AS-9.1-N7 | E-HW-050-28-A2 | 5 | 280 | 751714511 | V90V1131 | 71A7801-510D |  |  |  | V90V1131 |  | LU50TRI
ESZA00W50 | S68 50W HX-HPF 120/208/240/277 Core & Coil Ballast | Yes | 66007738259 | 50 | S68 | HX-HPF | 120/208/240/277 | 1 |  | E-37-63-AS-9.1-N7 | E-HW-050-28-A2 | 5 | 280 | 752414511 / 752114511 / 751214511 | V90E1131 / V90H1132 |  |  | S50MLTLC3M-500K |  | V90E1131 / V90U1131 |  | LU50QUAD
70W Core & Coil
ESRN00F70IA | S62 70W R-NPF 120 Core & Coil Ballast | Yes | 66007738254 | 70 | S62 | R-NPF | 120 | 1 | INTEGRAL IGNITER | Integral Ignitor | E-HW-280-12-A2 | 28 | 120 | 75141458NP4 |  | 71A7907-001DB | SA-A-0070-98 | 1233-142W |  |  | 47284
ESRN00F70 | S62 70W R-NPF 120 Core & Coil Ballast | Yes | 66007738252 | 70 | S62 | R-NPF | 120 | 1 |  | E-37-63-AS-11.1-N | E-HW-280-12-A2 | 28 | 120 | 75141458NP2 | V90B1222 | 71A7907-510D | BALS0070ACR | 1233-142U / S70120RCEM-000K |  | V90B1222 | 47284 | LU70120R (75141458NP)
ESZA00W70 | S62 70W HX-HPF 120/208/240/277 Core & Coil Ballast | Yes | 66007738260 | 70 | S62 | HX-HPF | 120/208/240/277 | 1 |  | E-37-63-AS-9.1-N7 | E-HW-070-28-A2 | 7 | 280 | 754014492 / 752114492 / 752414492 | V90D1233 | 71A7971-510D/71A7991-510D | BALS0070QCL | S70MLTLC3M-500K / 12310-153-500K | 17V7119W18F | V90D1233 | 47288 | LU70MULTI (754014492)
ESZAFTJ70 | S62 70W HX-HPF 120/277/347 Core & Coil Ballast | Yes | 66007738284 | 70 | S62 | HX-HPF | 120/277/347 | 1 |  | E-37-63-AS-9.1-N7 | E-HW-070-28-A2 | 7 | 280 | 754314492 / 751714492 |  | 71A79A1-510D | BALS0070TCL | S70TRILC3M-500K |  | V90J1232 | 47290 | LU70TRI (754314492)
ESZA0DD70 | S62 70W HX-HPF 480 Core & Coil Ballast | Yes | 66007738263 | 70 | S62 | HX-HPF | 480 | 1 |  | E-37-63-AS-9.1-N7 | E-HW-070-28-A2 | 7 | 280 |  |  | 71A7941-510D |  | S7048TLC3M-500K
ESZA0FT70 | S62 70W HX-HPF 120/277 Core & Coil Ballast | Yes | 66007738276 | 70 | S62 | HX-HPF | 120/277 | 1 |  | E-37-63-AS-9.1-N7 | E-HW-070-28-A2 | 7 | 280 |  |  | 71A7901-510D
ESIAFRMJ70 | S62 70W CWI 120/208/240/347 Core & Coil Ballast | Yes | 66007738230 | 70 | S62 | CWI | 120/208/240/347 | 1 | CONSTANT WATTAGE ISOLATED | E-37-63-AS-9.1-N7 | E-HW-240-30-A2 | 24 | 300 | 78101545 / 781413942 / 781013942 / 781513942 / 781613942 / 781713942 | V90E1250 / V90E1252 |  | BALS0070XCI
ESIAFRM70 | S62 70W CWI 120/208/240 Core & Coil Ballast | Yes | 66007738227 | 70 | S62 | CWI | 120/208/240 | 1 | CONSTANT WATTAGE ISOLATED | E-37-63-AS-9.1-N7 | E-HW-240-30-A2 | 24 | 300 | 78101545 / 781013942 / 781413942 / 781513942 / 781613942 | V90E1250 / V90E1252 | 71A79E6-510D | BALS0070XCI
ESIAJDDZ70 | S62 70W CWI 347/480/600 Core & Coil Ballast | No | TBA | 70 | S62 | CWI | 347/480/600 | 1 | CONSTANT WATTAGE ISOLATED | E-37-63-AS-9.1-N7 | E-HW-240-30-A2 | 24 | 300 | 781713942 / 781513942 / 781813942 | V90Z1252
E971-FT-SO70 | S62 70W CWA 120/277 Core & Coil Ballast | Yes | 66007738067 | 70 | S62 | CWA | 120/277 | 1 | CONSTANT WATTAGE ISOLATED | E-37-63-AS-9.1-N7 | E-HW-280-17-A2 | 28 | 170 |  |  | 71A79H8-510D
E971-W-SO70 | S62 70W CWA 120/208/240/277 Core & Coil Ballast | Yes | 66007738079 | 70 | S62 | CWA | 120/208/240/277 | 1 |  | E-37-63-AS-9.1-N7 | E-HW-280-17-A2 | 28 | 170
100W Core & Coil
ESRN00F100IA | S54 100W R-NPF 120 Core & Coil Ballast | Yes | 66007738238 | 100 | S54 | R-NPF | 120 | 1 | INTEGRAL IGNITER | Integral Ignitor | E-HW-360-12-A2 | 36 | 120 | 75141459NP4 |  | 71A8007-001DB | SA-A-0100-98 | 1233-10W |  |  | 47304
ESRN00F100 | S54 100W R-NPF 120 Core & Coil Ballast | Yes | 66007738236 | 100 | S54 | R-NPF | 120 | 1 |  | E-37-63-AS-11.1-N | E-HW-360-12-A2 | 36 | 120 | 75141459NP2 | V90B1322 | 71A8007-510D | BALS0100ACR | 1233-10U / S100120RCEM-000K |  | V90B1322 | 47304 | LU100120R (75141459NP)
ESZA00W100 | S54 100W HX-HPF 120/208/240/277 Core & Coil Ballast | Yes | 66007738256 | 100 | S54 | HX-HPF | 120/208/240/277 | 1 |  | E-37-63-AS-9.1-N7 | E-HW-010-28-A2 | 10 | 280 | 752114482 / 751214482 / 752414482 / 754014482 | V90D1333 | 71A8071-510D | BALS0100QCL | S100MLTLC3M-500K | 17V6119W18F / 11A590 | V90D1333 | 47306 | LU100MULTI (754014482)
ESZAFTJ100 | S54 100W HX-HPF 120/277/347 Core & Coil Ballast | Yes | 66007738278 | 100 | S54 | HX-HPF | 120/277/347 | 1 |  | E-37-63-AS-9.1-N7 | E-HW-010-28-A2 | 10 | 280 | 751714482 / 754314482 | V90J1332 | 71A80A1-001 | BALS0100TCL | S100TRIC3M-500K | 11A594 | V90J1332 | 47307 | LU100TRI (754314482)
ESZA0FT100 | S54 100W HX-HPF 120/277 Core & Coil Ballast | Yes | 66007738269 | 100 | S54 | HX-HPF | 120/277 | 1 |  | E-37-63-AS-9.1-N7 | E-HW-010-28-A2 | 10 | 280 | 752114482 / 751214482
ESZA0DD100 | S54 100W HX-HPF 480 Core & Coil Ballast | Yes | 66007738261 | 100 | S54 | HX-HPF | 480 | 1 |  | E-37-63-AS-9.1-N7 | E-HW-010-28-A2 | 10 | 280 |  |  | 71A8041-510D |  | S10048TLC3M-500K
ESIAFRM100 | S54 100W CWI 120/208/240 Core & Coil Ballast | Yes | 66007738220 | 100 | S54 | CWI | 120/208/240 | 1 | CONSTANT WATTAGE ISOLATED | E-37-63-AS-9.1-N7 | E-HW-340-17-A2 | 34 | 170 | 78101535 / 781413952 / 781013952 / 781513952 | V90E1350 / V90C1353 | 71A80E6-001 | BALS0100XCI |  |  | V90E1350 / V90C1353
ESIAFRMJ100 | S54 100W CWI 120/208/240/347 Core & Coil Ballast | Yes | 66007738228 | 100 | S54 | CWI | 120/208/240/347 | 1 | CONSTANT WATTAGE ISOLATED | E-37-63-AS-9.1-N7 | E-HW-340-17-A2 | 34 | 170 | 78101535 / 781413952 / 781013952 / 781513952 / 781713952 | V90E1350 / V90C1353 |  | BALS0100XCI / BALS0100ECI |  |  | V90E1350 / V90C1353
ESIAJDDZ100 | S54 100W CWI 347/480/600 Core & Coil Ballast | Yes | 66007738300 | 100 | S54 | CWI | 347/480/600 | 1 | CONSTANT WATTAGE ISOLATED | E-37-63-AS-9.1-N7 | E-HW-340-17-A2 | 34 | 170 | 781713952 / 781313952 / 781813952 | V90Z1352 |  | BALS0100XCI / BALS0100FCI |  |  | V90Z1352
E971-W-SO100 | S54 100W CWA 120/208/240/277 Core & Coil Ballast | Yes | 66007738071 | 100 | S54 | CWA | 120/208/240/277 | 1 |  | E-37-63-AS-9.1-N7 | E-HW-340-17-A2 | 34 | 170
E971-FT-SO100 | S54 100W CWA 120/277 Core & Coil Ballast | Yes | 66007738064 | 100 | S54 | CWA | 120/277 | 1 |  | E-37-63-AS-9.1-N7 | E-HW-340-17-A2 | 34 | 170 |  |  | 718088-001
150W Core & Coil
ESRN00F150IA | S55 150W R-NPF 120 Core & Coil Ballast | Yes | 66007738242 | 150 | S55 | R-NPF | 120 | 1 | INTEGRAL IGNITER | Integral Ignitor | E-HW-550-12-A2 | 55 | 120 | 75141460NP4 |  | 71A8107-001DB |  | 1233-154W |  |  | 47319
ESRN00F150 | S55 150W R-NPF 120 Core & Coil Ballast | Yes | 66007738240 | 150 | S55 | R-NPF | 120 | 1 |  | E-37-63-AS-11.1-N | E-HW-550-12-A2 | 55 | 120 | 75141460NP2 | V90B1422 | 71A8107-001 | BALS0150ACR | 1233-154U / S150120RCEM-000K |  | V90B1422 | 47319 | LU150120R 75141460NP
ESZA00W150 | S55 150W HX-HPF 120/208/240/277 Core & Coil Ballast | Yes | 66007738257 | 150 | S55 | HX-HPF | 120/208/240/277 | 1 |  | E-37-63-AS-9.1-N7 | E-HW-140-28-A2 | 14 | 280 | 752113704 / 752413704 / 751213704 / 754013704 | V90D1435 | 71A8192-001 | BALS0150QCL | S150MLTLC3M-500K | 17V1119W18F / 11A561 | V90D1435 |  | LU150MULTI (754013704)
ESZAFTJ150 | S55 150W HX-HPF 120/277/347 Core & Coil Ballast | Yes | 66007738280 | 150 | S55 | HX-HPF | 120/277/347 | 1 |  | E-37-63-AS-9.1-N7 | E- HW-014-28-A2 | 14 | 280 | 751713704 / 754313704 | V90J1434 | 71A81A2-001 | BALS0150TCL | S150TRILC3M-500K | 11A564 | V90J1434 | 47326 | LU150TRI (754313704)
ESZA0DD150 | S55 150W HX-HPF 480 Core & Coil Ballast | Yes | 66007738262 | 150 | S55 | HX-HPF | 480 | 1 |  | E-37-63-AS-9.1-N7 | E-HW-140-28-A2 | 14 | 280 |  |  | 71A8142-510D |  | S15048TLC3M-500K
ESZA0FT150 | S55 150W HX-HPF 120/277 Core & Coil Ballast | Yes | 66007738271 | 150 | S55 | HX-HPF | 120/277 | 1 |  | E-37-63-AS-9.1-N7 | E-HW-014-28-A2 | 14 | 280 |  |  | 71A8102-510D
E971-W-SO150 | S55 150W CWA 120/208/240/277 Core & Coil Ballast | Yes | 66007738074 | 150 | S55 | CWA | 120/208/240/277 | 1 |  | E-37-63-AS-9.1-N7 | E-HW-550-17-A2 | 55 | 170 | 78211494
E971-FTJ-SO150 | S55 150W CWA 120/277/347 Core & Coil Ballast | Yes | 66007738338 | 150 | S55 | CWA | 120/277/347 | 1 |  | E-37-63-AS-9.1-N7 | E-HW-550-17-A2 | 55 | 170 | 78211494 / 78171494
E971-DD-SO150 | S55 150W CWA 480 Core & Coil Ballast | Yes | 66007738048 | 150 | S55 | CWA | 480 | 1 |  | E-37-63-AS-9.1-N7 | E-HW-550-17-A2 | 55 | 170
E971-FT-SO150 | S55 150W CWA 120/277 Core & Coil Ballast | Yes | 66007738048 | 150 | S55 | CWA | 120/277 | 1 |  | E-37-63-AS-9.1-N7 | E-HW-550-17-A2 | 55 | 170
ESIAFRM150 | S55 150W CWI 120/208/240 Core & Coil Ballast | Yes | 66007738222 | 150 | S55 | CWI | 120/208/240 | 1 | CONSTANT WATTAGE ISOLATED | E-37-63-AS-9.1-N7 | E-HW-520-17-A2 | 52 | 170 | 781413964 781513964 / 781613964 / 781013964 | V90C1454 | 71A81E6-001 | BALS0150XCI |  |  | V90C1454
ESIAFRMJ150 | S55 150W CWI 120/208/240/347 Core & Coil Ballast | Yes | 66007738229 | 150 | S55 | CWI | 120/208/240/347 | 1 | CONSTANT WATTAGE ISOLATED | E-37-63-AS-9.1-N7 | E-HW-520-17-A2 | 52 | 170 | 781413964 781513964 / 781613964 / 781013964 / 781713964 | V90C1454 / V90V1454T | 71A81B6 | BALS0150XCI / BALS0150XCI |  |  | V90C1454
ESIAJDDZ150 | S55 150W CWI 347/480/600 Core & Coil Ballast | Yes | 66007738292 | 150 | S55 | CWI | 347/480/600 | 1 | CONSTANT WATTAGE ISOLATED | E-37-63-AS-9.1-N7 | E-HW-520-17-A2 | 52 | 170 | 781713964 / 781313964 / 781813964 | V90Y1454 / V90Z1454T | 71A81B6 | BALS0150XCI / BALS0150FCI |  |  | V90V1454 / V90Y1454 / V90Z1454
200W Core & Coil | [19 empty] | V90V1454 / V90Y1454 / V90Z1454
ESCA00W200 | S66 200W CWA 120/208/240/277 Core & Coil Ballast | Yes | 66007738203 | 200 | S66 | CWA | 120/208/240/277 | 1 |  | E-37-63-AS-6.9-N6 | E-HW-280-24-A2 | 28 | 240 | 78401507 |  | 71A8990-001 | BALS0200QCA | S200MLTAC4M-500K |  |  | 47710 | LU200MULTI (78401507)
ESCAFTJ200 | S66 200W CWA 120/277/347 Core & Coil Ballast | Yes | 66007738216 | 200 | S66 | CWA | 120/277/347 | 1 |  | E-37-63-AS-6.9-N6 | E-HW-280-17-A2 | 28 | 170 | 78431507 |  |  |  | S200TRIAC4M-500K |  |  |  | LU200TRI (78231507)
ESCA0DD200 | S66 200W CWA 480 Core & Coil Ballast | Yes | 66007738207 | 200 | S66 | CWA | 480 | 1 |  | E-37-63-AS-6.9-N6 | E-HW-280-24-A2 | 28 | 240 |  |  | 71A8941-001
ESIAFRM200 | S66 200W CWI 120/208/240 Core & Coil Ballast | Yes | TBA | 200 | S66 | CWI | 120/208/240 | 1 | CONSTANT WATTAGE ISOLATED | E-37-63-AS-6.9-N6 | E-HW-280-17-A2 | 28 | 170 | 78101398 | V90E1650 |  | BALS0200HCI |  |  | V90E1650
ESIAJDDZ200 | S66 200W CWI 347/480/600 Core & Coil Ballast | Yes | TBA | 200 | S66 | CWI | 347/480/600 | 1 | CONSTANT WATTAGE ISOLATED | E-37-63-AS-6.9-N6 | E-HW-220-30-A2 | 22 | 300 | 78171398 / 78181398 | V90V1650 |  | BALS0200CCI / BALS0200FCI |  |  | V90V1650
Return to Categories Page
250W Core & Coil
E971-W-SO250 | S50 250W CWA 120/208/240/277 Core & Coil Ballast | Yes | 66007738075 | 250 | S50 | CWA | 120/208/240/277 | 1 |  | E-37-63-AS-6.9-N6 | E-HW-350-24-A2 | 35 | 240 | 78211508 / 78121508 / 78401508 | V90D1711 | 71A8271-510D71A8291-510D | BALS0250QCA | S250MLTAC4M-500K | 17V2239W18F / 11A546 | V90D1711 | 47357 | LU250MULTKIT 120/208/240/277V 1
E971-FTJ-SO250 | S50 250W CWA 120/277/347 Core & Coil Ballast | Yes | 66007738061 | 250 | S50 | CWA | 120/277/347 | 1 |  | E-37-63-AS-6.9-N6 | E-HW-350-24-A2 | 35 | 240 | 78171508 / 78431508 | V90J1711 | 71A82A1-510D | BALS0250TCA | S250TRIAC4M-500K | 11A550 | V90J1711 | 47348 | LU250TRI (78431508)
E971-DD-SO250 | S50 250W CWA 480 Core & Coil Ballast | Yes | 66007738049 | 250 | S50 | CWA | 480 | 1 |  | E-37-63-AS-6.9-N6 | E-HW-350-24-A2 | 35 | 240 | 78231508 | V90Y1711T | 71A8241-510D |  | S25048TAC4M-500K |  | V90Y1711T | 47358 | LU250480KIT 480V 1/CS 1/SKU
E971-WDD-SO250 | S50 250W CWA 120/208/240/277/480 Core & Coil Ballast | Yes | 66007738069 | 250 | S50 | CWA | 120/208/240/277/480 | 1 |  | E-37-63-AS-6.9-N6 | E-HW-350-24-A2 | 35 | 240 |  |  | 71A8251-510D |  | S250ML5AC4M-500K |  | V90D1711
ESIAFRM250 | S50 250W CWI 120/208/240 Core & Coil Ballast | Yes | 66007738223 | 250 | S50 | CWI | 120/208/240 | 1 | CONSTANT WATTAGE ISOLATED | E-37-63-AS-6.9-N6 | E-HW-280-30-A2 | 28 | 300 | 78101371 / 78141371 / 78151371 / 78161371 | V90E1750 | 71A82E6-510D / 71A8256-510D | BALS0250XCI |  |  | V90E1750
ESIADDZ250 | S50 250W CWI 480/600 Core & Coil Ballast | Yes | 66007738219 | 250 | S50 | CWI | 480/600 | 1 | CONSTANT WATTAGE ISOLATED | E-37-63-AS-6.9-N6 | E-HW-280-30-A2 | 28 | 300 | 78131371 / 78181371 |  |  | BALS0250JCI
ESIAJDDZ250 | S50 250W CWI 347/480/600 Core & Coil Ballast | Yes | 66007738232 | 250 | S50 | CWI | 347/480/600 | 1 | CONSTANT WATTAGE ISOLATED | E-37-63-AS-6.9-N6 | E-HW-280-30-A2 | 28 | 300 | 78171371 / 78131371 / 78181371 | V90AS1750 |  | BALS0250JCI / BALS0250XCI |  |  | V90AS1750
310W Core & Coil
ESCA00W310 | S67 310W CWA 120/208/240/277 Core & Coil Ballast | Yes | 66007738204 | 310 | S67 | CWA | 120/208/240/277 | 1 |  | E-37-63-AS-6.9-N6 | E-HW-450-28-A2 | 45 | 280 |  |  | 71A8371-510D | BALS310QCA
ESCA0DD310 | S67 310W CWA 480 Core & Coil Ballast | Yes | 66007738208 | 310 | S67 | CWA | 480 | 1 |  | E-37-63-AS-6.9-N6 | E-HW-450-28-A2 | 45 | 280 |  |  | 71A8341-510D
400W Core & Coil
E971-W-SO400 | S51 400W CWA 120/208/240/277 Core & Coil Ballast | Yes | 66007738077 | 400 | S51 | CWA | 120/208/240/277 | 1 |  | E-37-63-AS-6.9-N6 | E-HW-550-25-A2 | 55 | 240 | 78211497 / 78121497 / 78401497 | V90D1912 | 71A8473-510D | BALS0400QCA | S400MLTAC4M-500K | 17V3239W18F / 11A539 | V90D1912 | 47364 | LU400MULTKIT 120/208/240/277V 1
E971-FTJ-SO400 | S51 400W CWA 120/277/347 Core & Coil Ballast | Yes | 66007738063 | 400 | S51 | CWA | 120/277/347 | 1 |  | E-37-63-AS-6.9-N6 | E-HW-550-25-A2 | 55 | 240 | 78171497 / 78431497 | V90J1911 | 71A84A3-510D | BALS0400TCA | S400TRIAC4M-500K | 11A543 | V90J1911 | 47362 | LU400TRI (78431497)
E971-DD-SO400 | S51 400W CWA 480 Core & Coil Ballast | Yes | 66007738052 | 400 | S51 | CWA | 480 | 1 |  | E-37-63-AS-6.9-N6 | E-HW-550-25-A2 | 55 | 240 | 78231497 | V90Y1912T | 71A8443-510D |  | S40048TAC4M-500K |  |  |  | LU400480 (78231497)
E971-WDD-SO400 | S51 400W CWA 120/208/240/277/480 Core & Coil Ballast | Yes | 66007738070 | 400 | S51 | CWA | 120/208/240/277/480 | 1 |  | E-37-63-AS-6.9-N6 | E-HW-550-25-A2 | 55 | 240 |  |  | 71A8453-510D |  | S400ML4AC4M-500K
ESIAFRM400 | S51 400W CWI 120/208/240 Core & Coil Ballast | Yes | 66007738224 | 400 | S51 | CWI | 120/208/240 | 1 | CONSTANT WATTAGE ISOLATED | E-37-63-AS-6.9-N6 | E-HW-430-30-A2 | 43 | 300 | 78101372 / 78151372 / 78141476 / 78161372 | V90E1950 | 71A84E6-510D | BALS0400XCI |  |  | V90E1950 / V90P1950T
ESIADDZ400 | S51 400W CWI 480/600 Core & Coil Ballast | Yes | 66007738337 | 400 | S51 | CWI | 480/600 | 1 | CONSTANT WATTAGE ISOLATED | E-37-63-AS-6.9-N6 | E-HW-430-30-A2 | 43 | 300 | 78131372 / 78181372 |  |  | BALS0400JCI
ESIAJDDZ400 | S51 400W CWI 347/480/600 Core & Coil Ballast | Yes | 66007738233 | 400 | S51 | CWI | 347/480/600 | 1 | CONSTANT WATTAGE ISOLATED | E-37-63-AS-6.9-N6 | E-HW-430-30-A2 | 43 | 300 | 78131372 / 78171372 / 78181372 / 78171476 | V90AS1950 |  | BALS0400JCI |  |  | V90AS1950 / V90Y1950
430W Core & Coil
ESCA00W430 | S145 430W CWA 120/208/240/277 Core & Coil Ballast | No | 66007738357 | 430 | S145 | CWA | 120/208/240/277 | 1 |  | TBA | TBA | TBA | TBA |  |  |  | BALS0430QCA | S430MLTAC4M-500K
ESIAFRM431 | S145 430W CWI 120/208/240 Core & Coil Ballast | Yes | 66007738226 | 430 | S145 | CWI | 120/208/240 | 1 | CONSTANT WATTAGE ISOLATED | E-37-63-AS-6.9-N6 | E-HW-460-30-A2 | 46 | 300 | 78431541 | V90C2050 | 71A85E6-510D |  |  |  | V90C2050
ESIATJDD430 | S145 430W CWI 277/347/480 Core & Coil Ballast | No | 66007738235 | 430 | S145 | CWI | 277/347/480 | 1 | CONSTANT WATTAGE ISOLATED | TBA | TBA | TBA | TBA | 78491541 |  | 71A85F6-510D
600W Core & Coil
ESCA00W600 | S106 600W CWA 120/208/240/277 Core & Coil Ballast | Yes | 66007738205 | 600 | S106 | CWA | 120/208/240/277 | 1 |  | 356-AS-7.9 | E-HW-640-30-A2 | 64 | 300 |  | V90D2111 |  |  | S600MLTAC5M-500K
ESCAFRM600 | S106 600W CWA 120/208/240 Core & Coil Ballast | Yes | 66007738214 | 600 | S106 | CWA | 120/208/240 | 1 |  | 356-AS-7.9 | E-HW-640-30-A2 | 64 | 300 |  | V90C2150 | 71A85E5-510D |  |  |  | V90D21111
ESCAFTJ600 | S106 600W CWA 120/277/347 Core & Coil Ballast | Yes | 66007738217 | 600 | S106 | CWA | 120/277/347 | 1 |  | 356-AS-7.9 | E-HW-640-30-A2 | 64 | 300 |  |  |  |  | S600TRIAC5M-500K
750W Core & Coil
ESCA00W750 | S111 750W CWA 120/208/240/277 Core & Coil Ballast | Yes | 66007738206 | 750 | S11 | CWA | 120/208/240/277 | 1 |  | 356-AS-7.9 | E-HW-375-28-A2 | 37.5 | 280 |  |  | 71A86E5-510D
ESCAFTJ750 | S111 750W CWA 120/277/347 Core & Coil Ballast | Yes | 66007738218 | 750 | S11 | CWA | 120/277/347 | 1 |  | 356-AS-7.9 | E-HW-375-28-A2 | 37.5 | 280
ESCA0DD750 | S111 750W CWA 480 Core & Coil Ballast | Yes | 66007738209 | 750 | S11 | CWA | 480 | 1 |  | 356-AS-7.9 | E-HW-375-28-A2 | 37.5 | 280
ESCAJDD750 | S111 750W CWA 347/480 Core & Coil Ballast | Yes | 66007738215 | 750 | S11 | CWA | 347/480 | 1 |  | 356-AS-7.9 | E-HW-375-28-A2 | 37.5 | 280 |  |  | 71A86P5
1000W Core & Coil
E971-W-SO1000 | S52 1000W CWA 120/208/240/277 Core & Coil Ballast | Yes | 66007738072 | 1000 | S52 | CWA | 120/208/240/277 | 1 |  | E-37-90-AS-13.1-N1 | E-HW-260-53-A2 | 26 | 525 | 78121543 / 78401543 / 782413743 | V90D2311 | 71A-8773-001 | BALS1000QCA | S1000MLTAC5M-500K | 17V5299W18F / 11A553 | V90D2310 / V90D2311 / V90D2315 | 47389 | LU1000MULTKIT 120/208/240/277V
E971-FTJ-SO1000 | S52 1000W CWA 120/277/347 Core & Coil Ballast | Yes | 66007738059 | 1000 | S52 | CWA | 120/277/347 | 1 |  | E-37-90-AS-13.1-N1 | E-HW-260-53-A2 | 26 | 525 | 78171543 / 78431543 / 781713743 |  | 71A87A3-001 | BALS1000TCA | S1000TRIAC5M-500K | 11A557 | V90J2310 | 47382 | LU1000TRI (78431543)
E971-DD-SO1000 | S52 1000W CWA 480 Core & Coil Ballast | Yes | 66007738047 | 1000 | S52 | CWA | 480 | 1 |  | E-37-90-AS-13.1-N1 | E-HW-260-53-A2 | 26 | 525 | 78131543 | V90Y2311T | 71A8743-001 |  | S100048TAC5M-500K
E971-WDD-SO1000 | S52 1000W CWA 120/208/240/277/480 Core & Coil Ballast | Yes | 66007738068 | 1000 | S52 | CWA | 120/208/240/277/480 | 1 |  | E-37-90-AS-13.1-N1 | E-HW-260-53-A2 | 26 | 525 |  |  | 71A8753-001 |  | S1000ML5AC5M-500K |  | V90Y2311T
ESIAFRM1000 | S52 1000W CWI 120/208/240 Core & Coil Ballast | Yes | 66007738221 | 1000 | S52 | CWI | 120/208/240 | 1 | CONSTANT WATTAGE ISOLATED | E-37-90-AS-13.1-N1 | E-HW-210-63-A2 | 21 | 625 | 781013733 / 781413733 / 781513733 / 781613733 | V90E2353 |  | BALS1000XCI |  |  | V90E2353
ESIADDZ1000 | S52 1000W CWI 480/600 Core & Coil Ballast | No | 66007738344 | 1000 | S52 | CWI | 480/600 | 1 | CONSTANT WATTAGE ISOLATED | E-37-90-AS-13.1-N1 | E-HW-210-63-A2 | 21 | 625 | 781313733 / 781813733 | V90Z2353 |  | BALS1000JCI |  |  | V90Y2353
ESIAJDDZ1000 | S52 1000W CWI 347/480/600 Core & Coil Ballast | Yes | 66007738231 | 1000 | S52 | CWI | 347/480/600 | 1 | CONSTANT WATTAGE ISOLATED | E-37-90-AS-13.1-N1 | E-HW-210-63-A2 | 21 | 625 | 781713733 / 781313733 / 781813733 | V90Z2353 |  | BALS1000XCI / BALS1000JCI |  |  | V90Z2353 / V90Y2353
Return to Categories Page
F-Can HPS
35W F-CAN
ESZA0FT35F | S76 35W HX-HPF 120/277 FCAN | Yes | 66007738273 | 35 | S76 | HX-HPF | 120/277 | 1 | FCAN |  |  |  |  | 76142606 |  |  |  | 12210-261C-TC
ESZAFTJ35F | S76 35W HX-HPF 120/277/347 FCAN | Yes | 66007738282 | 35 | S76 | HX-HPF | 120/277/347 | 1 | FCAN
ESZA0FJ35F | S76 35W HX-HPF 120/347 FCAN | Yes | 66007738266 | 35 | S76 | HX-HPF | 120/347 | 1 | FCAN |  |  |  |  | 76172606
50W F-CAN
ESZA0FT50F | S68 50W HX-HPF 120/277 FCAN | Yes | 66007738275 | 50 | S68 | HX-HPF | 120/277 | 1 | FCAN |  |  |  |  | 76142608 |  | 72C7884-NP | BALS0050MFL | 12210-236C-TC
ESZAFTJ50F | S68 50W HX-HPF 120/277/347 FCAN | Yes | 66007738283 | 50 | S68 | HX-HPF | 120/277/347 | 1 | FCAN |  |  |  |  | 76142608
ESZA0FJ50F | S68 50W HX-HPF 120/347 FCAN | Yes | 66007738267 | 50 | S68 | HX-HPF | 120/347 | 1 | FCAN |  |  |  |  | 76172608
70W F-CAN
ESZA0FT70F | S62 70W HX-HPF 120/277 FCAN | Yes | 66007738277 | 70 | S62 | HX-HPF | 120/277 | 1 | FCAN |  |  |  |  | 76142609 |  | 72C7984-NP |  | 12210-237C-TC
ESZAFTJ70F | S62 70W HX-HPF 120/277/347 FCAN | Yes | 66007738285 | 70 | S62 | HX-HPF | 120/277/347 | 1 | FCAN |  |  |  |  | 76172609 |  | 72C79C4-NP |  | 12210-552C-TC
ESZA0FJ70F | S62 70W HX-HPF 120/347 FCAN | Yes | 66007738268 | 70 | S62 | HX-HPF | 120/347 | 1 | FCAN |  |  |  |  | 76172609 |  | 72C79C4-NP |  | 12210-552C-TC
100W F-CAN
ESZA0FT100F | S54 100W HX-HPF 120/277 FCAN | Yes | 66007738270 | 100 | S54 | HX-HPF | 120/277 | 1 | FCAN |  |  |  |  | 76142611 |  | 72C8084-NP |  | 12210-239C-TC
ESZAFTJ100F | S54 100W HX-HPF 120/277/347 FCAN | Yes | 66007738279 | 100 | S54 | HX-HPF | 120/277/347 | 1 | FCAN | [8 empty] | 12210-606C-TC
ESZA0FJ100F | S54 100W HX-HPF 120/347 FCAN | Yes | 66007738264 | 100 | S54 | HX-HPF | 120/347 | 1 | FCAN |  |  |  |  | 764212611 |  | 72C80C4-NP |  | 12210-606C-TC
150W F-CAN
ESZA0FT150F | S55 150W HX-HPF 120/277 FCAN | Yes | 66007738272 | 150 | S55 | HX-HPF | 120/277 | 1 | FCAN |  |  |  |  | 76142613 |  | 72C8185-NP |  | 12210-241C-TC
ESZAFTJ150F | S55 150W HX-HPF 120/277/347 FCAN | Yes | 66007738281 | 150 | S55 | HX-HPF | 120/277/347 | 1 | FCAN |  |  |  |  | 76422613 |  | 72C81C5-NP |  | 12210-602C-TC
ESZA0FJ150F | S55 150W HX-HPF 120/347 FCAN | Yes | 66007738265 | 150 | S55 | HX-HPF | 120/347 | 1 | FCAN |  |  |  |  | 76422613 |  | 72C81C5-NP |  | 12210-602C-TC
250W F-CAN
ESCA0FT250F | S50 250W CWA 120/277 FCAN | No | 66007738210 | 250 | S50 | CWA | 120/277 | 1 | FCAN | [8 empty] | 1220-246C-TC
Return to Categories Page

## Magnetic Fluorescent Catalog
SOLA - MAGNETIC FLUORESCENT BALLASTS
SOLA CATALOG # | DESCRIPTION | LAMP WATTAGE | UPC | Data Sheet | CIRCUIT TYPE | INPUT VOLTAGE | Carton QTY | Remarks | ADVANCE Part Number | ULT (Magnetek) | STANDARD / Valmont/SLI/CGE Part Number | SYLVANIA Code | OLD SOLA (Ballastronix) NUMBER | SYLVANIA DESCRIPTION
Return to Categories Page
Energy Saving F17/25/32 T8 Systems
E428-F-232-TP/SW | 2-F25T8 or 2-FB024T8/U or 2-F32T8 or 2-FB032T8 or 2-FB031T8/U | 2-F25T8 or 2-FB024T8/U or 2-F32T8 or 2-FB032T8 or 2-FB031T8/U | 66007720838 | Yes | Rapid Start | 120 | 10 |  | R2P32TP |  |  | 48080 | 570338IC | MB2X2532120RS 120V (570338)
E428-F-232-TP | 2-F25T8 or 2-FB024T8/U or 2-F32T8 or 2-FB032T8 or 2-FB031T8/U | 2-F25T8 or 2-FB024T8/U or 2-F32T8 or 2-FB032T8 or 2-FB031T8/U | 66007720420 | Yes | Rapid Start | 120 | 10 |  | R2P32TP |  |  | 48080 | 570338 | MB2X2532120RS 120V (570338)
E428-M-232-TP | 2-F25T8 or 2-FB024T8/U or 2-F32T8 or 2-FB032T8 or 2-FB031T8/U | 2-F25T8 or 2-FB024T8/U or 2-F32T8 or 2-FB032T8 or 2-FB031T8/U | 66007720422 | No | Rapid Start | 240 | 10 |  | V2P32TP |  |  | 48082 | 572338 | MB2x25/32/240RS (572338)
E428-J-232-TP | 2-F25T8 or 2-FB024T8/U or 2-F32T8 or 2-FB032T8 or 2-FB031T8/U | 2-F25T8 or 2-FB024T8/U or 2-F32T8 or 2-FB032T8 or 2-FB031T8/U | 66007720426 | Yes | Rapid Start | 347 | 10 |  | G2S32TP |  |  | 48085 | 578338 | MB2x25/32/347RS (578338)
E428-F-132-TP | 1-F25T8 or 1-FB024T8/U or 1-F32T8 or 1-FB032T8 or 1-FB031T8/U or 1-F40T8 | 1-F25T8 or 1-FB024T8/U or 1-F32T8 or 1-FB032T8 or 1-FB031T8/U or 1-F40T8 | 66007720690 | No | Rapid Start | 120 | 10 |  | R1P32TP |  |  | 48088 | 570448 | MB1x2532120RS
E428-F-217-TP | (2) F17T8 | 2-F17T8 | 66007720320 | No | Rapid Start | 120 | 10 |  | R2P817TP |  |  | 48092 | 570238 | MB2x17/120RS (570238)
LW428-F-132-TP | 1-F25T8 or 1-FB024T8/U or 1-F32T8 or 1-FB032T8 or 1-FB031T8/U or 1-F40T8 | 1-F25T8 or 1-FB024T8/U or 1-F32T8 or 1-FB032T8 or 1-FB031T8/U or 1-F40T8 | 66007720432 | No | Rapid Start | 120 | 10 |  | RK132TP | 310-L-TC-P |  | 48096 |  | MB1x2532120RS
Energy Saving F30/34/40 T12 Systems
E420-F-234/SW | 2-F40 T12 or 2-F40T12/U or 2-F40T10 or 2-F40T12/ES or 2-F40T12/ES/U | 2-F40 T12 or 2-F40T12/U or 2-F40T10 or 2-F40T12/ES or 2-F40T12/ES/U | 66007720730 | Yes | Rapid Start | 120 | 10 |  | R2S40TP | 446-LS-LH-TC-P | 17A1024E/8G1024W | 48001 | 570322IC | MB2X40120RSSRNK (570322)
E420-F-234 | 2-F40 T12 or 2-F40T12/U or 2-F40T10 or 2-F40T12/ES or 2-F40T12/ES/U | 2-F40 T12 or 2-F40T12/U or 2-F40T10 or 2-F40T12/ES or 2-F40T12/ES/U | 66007720328 | Yes | Rapid Start | 120 | 10 |  | R2S40TP | 446-LS-LH-TC-P/B234-SR-120M-A | 17A1024E/8G1024W | 48002 | 570322 | MB2x40/120RS (570322)
E420-M-234 | 2-F40 T12 or 2-F40T12/U or 2-F40T10 or 2-F40T12/ES or 2-F40T12/ES/U | 2-F40 T12 or 2-F40T12/U or 2-F40T10 or 2-F40T12/ES or 2-F40T12/ES/U | 66007720332 | Yes | Rapid Start | 240 | 10 |  | V2S40TP |  | 8G3917 | 48003 | 572322 | MB2x40/240RS (572322)
E420-J-234 | 2-F40 T12 or 2-F40T12/U or 2-F40T10 or 2-F40T12/ES or 2-F40T12/ES/U | 2-F40 T12 or 2-F40T12/U or 2-F40T10 or 2-F40T12/ES or 2-F40T12/ES/U | 66007720338 | Yes | Rapid Start | 347 | 10 |  | G2S40TP | 698-L-SLH-TC | 17A1137E / 8G4705E | 48005 | 578322 | MB2x40/347RS (578322)
E420-J-234/SW | 2-F40 T12 or 2-F40T12/U or 2-F40T10 or 2-F40T12/ES or 2-F40T12/ES/U | 2-F40 T12 or 2-F40T12/U or 2-F40T10 or 2-F40T12/ES or 2-F40T12/ES/U | 66007720750 | Yes | Rapid Start | 347 | 10 |  | G2S40TP | 698-L-SLH-TC | 8G4705E | 48005 | 578322IC | MB2x40/347RS (578322)
E420-F-134-TP | 1-F40T12 or 1-F40T12/U or 1-F30T12 or 1-F40T10 or 1-F40T12/ES or 1-F40T12/ES/U or 1-F30T12/ES | 1-F40T12 or 1-F40T12/U or 1-F30T12 or 1-F40T10 or 1-F40T12/ES or 1-F40T12/ES/U or 1-F30T12/ES | 66007720516 | Yes | Rapid Start | 120 | 10 |  | R140TP | 412-L-SLH-TC-P/B134-SR-120M-A | 17A1074/8G1074W | 48010 | 570450 | MB1X40120RS (570450)
E420-F-134-TP/SW | 1-F40T12 or 1-F40T12/U or 1-F30T12 or 1-F40T10 or 1-F40T12/ES or 1-F40T12/ES/U or 1-F30T12/ES | 1-F40T12 or 1-F40T12/U or 1-F30T12 or 1-F40T10 or 1-F40T12/ES or 1-F40T12/ES/U or 1-F30T12/ES | 66007720752 | Yes | Rapid Start | 120 | 10 |  | R140TP |  | 17A1074/8G1074W | 48011 | 570450IC | MB1X40120RSSRNK (570450)
E420-M-134-TP | 1-F40T12 or 1-F40T12/U or 1-F30T12 or 1-F40T10 or 1-F40T12/ES or 1-F40T12/ES/U or 1-F30T12/ES | 1-F40T12 or 1-F40T12/U or 1-F30T12 or 1-F40T10 or 1-F40T12/ES or 1-F40T12/ES/U or 1-F30T12/ES | 66007720518 | Yes | Rapid Start | 240 | 10 |  | V140TP |  |  | 48012 | 572450 | MB1x40/240RS (572450)
E420-J-134-TP | 1-F40T12 or 1-F40T12/U or 1-F30T12 or 1-F40T10 or 1-F40T12/ES or 1-F40T12/ES/U or 1-F30T12/ES | 1-F40T12 or 1-F40T12/U or 1-F30T12 or 1-F40T10 or 1-F40T12/ES or 1-F40T12/ES/U or 1-F30T12/ES | 66007720522 | Yes | Rapid Start | 347 | 10 |  | G140TP | 692-L-SLH-TC | 17A1139E / 17A169 | 48014 | 578450 | MB1x40/347RS (578450)
Energy Saving F30 T12 Systems
E420-F-230-TP | (2) F30T12 | (2) F30T12 | 66007720398 | Yes | Rapid Start | 120 | 10 |  |  | 573-L-TC-P |  |  | 570109
E420-J-230-TP | (2) F30T12 | (2) F30T12 | 66007720652 | Yes | Rapid Start | 347 | 10 | [5 empty] | 578109
T12 Trigger Systems
ETSF-20-TP | 1-F14T8 or 1-F15T8 or 1-F14 T12 or 1-F15 T12 or 1-F20 T12 | 1-F14T8 or 1-F15T8 or 1-F14 T12 or 1-F15 T12 or 1-F20 T12 | 66007710074 |  | Trigger Start | 120 | 16 |  | RLQ120TP | 546-B-TC-P/565-L-TC-P | 8G3560 | 48200 | 570227 | MB1X15120PHTP
ERSF-140-TP | 1-F40T12 or 1-F30T12 or 1-FC12T9 or 1-FC16T9 | 1-F40T12 or 1-F30T12 or 1-FC12T9 or 1-FC16T9 | 66007710068 |  | Trigger Start | 120 | 16 |  | RL140TP | 413-C-TC-P | 15A125T / 8G3706 | 48210 | 570226 / 570307 | MB1x40/120RES (570307)
ERSF-220-60-TP | 2-F14T8 or 2-F15T8 or 2-F14T12 or 2-F15T12 or 2-F20T12 | 2-F14T8 or 2-F15T8 or 2-F14T12 or 2-F15T12 or 2-F20T12 | 66007710062 |  | Trigger Start | 120 | 24 |  | RL2SP20TP | 447-RL-TC-P / 447-CR-TC-P | 8G3912 | 48203 | 570228 | MB2X20120PHTP
T12 High Power Factor
E620-F-120-TP | 1-F14T8 or 1-F15T8 or 1-F14 T12 or 1-F15 T12 or 1-F20 T12 | 1-F14T8 or 1-F15T8 or 1-F14 T12 or 1-F15 T12 or 1-F20 T12 | 66007720394 | Yes | Rapid Start | 120 | 10 |  | LC-14-20-C | 200H2 | SP19 / 17A148 / 8G3869E1 | 48052 | 570229 | MB1x14/15/20/HPF/120RS (570229)
E620-J-120-TP | 1-F14T8 or 1-F15T8 or 1-F14 T12 or 1-F15 T12 or 1-F20 T12 | 1-F14T8 or 1-F15T8 or 1-F14 T12 or 1-F15 T12 or 1-F20 T12 | 66007720396 | Yes | Rapid Start | 347 | 10 |  |  |  | 17A159/8G4769EI | 48053 | 578229 | MB1x14/15/20/HPF/347RS (578229)
E620-F-220-TP | 2-F14T8 or 2-F15T8 or 2-F14T12 or 2-F15T12 or 2-F20T12 | 2-F14T8 or 2-F15T8 or 2-F14T12 or 2-F15T12 or 2-F20T12 | 66007720428 | Yes | Rapid Start | 120 | 10 |  | HM2S20TP | 564-L-TC-P (W564-D-TC-P) | 17A151/8G3867G1 | 48054 | 570230 | MB2x14/15/20/HPF/120RS (570230)
E620-J-220-TP | 2-F14T8 or 2-F15T8 or 2-F14T12 or 2-F15T12 or 2-F20T12 | 2-F14T8 or 2-F15T8 or 2-F14T12 or 2-F15T12 or 2-F20T12 | 66007720430 | Yes | Rapid Start | 347 | 10 |  | GM2S20TP |  | 17A154/8G4767EI | 48055 | 578230 | MB2x14/15/20/HPF/347RS (578230)
E620-F-240-TP | 2-F40 T12 or 2-F40T12/ES or 2-F40T12/U or 2-F40T12/U/ES or 2-F40T10 | 2-F40 T12 or 2-F40T12/ES or 2-F40T12/U or 2-F40T12/U/ES or 2-F40T10 | 66007720366 | Yes | Rapid Start | 120 | 10
E620-F-240-TP-LST | 2-F40 T12 or 2-F40T12/ES or 2-F40T12/U or 2-F40T12/U/ES or 2-F40T10 or 2xF30T12 or 2xF30T12/Es or 1xFC12T9 or 1xFC16T9 | 2-F40 T12 or 2-F40T12/ES or 2-F40T12/U or 2-F40T12/U/ES or 2-F40T10 or 2xF30T12 or 2xF30T12/Es or 2xFC12T9 0r 2xFC16T9 | 66007720470 | Yes | Rapid Start | 120 | 10 | Low Start Temp. 0F/-18C | RC2SP40TP |  | 8G3905W / 14A285 | 48062 | 570706 | MB2x30/40/120RS (570706)
E620-J-240-TP-LST | 2-F40 T12 or 2-F40T12/ES or 2-F40T12/U or 2-F40T12/U/ES or 2-F40T10 or 2xF30T12 or 2xF30T12/Es or 1xFC12T9 or 1xFC16T9 | 2-F40 T12 or 2-F40T12/ES or 2-F40T12/U or 2-F40T12/U/ES or 2-F40T10 or 2xF30T12 or 2xF30T12/Es or 2xFC12T9 0r 2xFC16T9 | 66007720472 | Yes | Rapid Start | 347 | 10 | Low Start Temp. 0F/-18C |  |  | 14A180/8G4705E1 | 48063 | 578706 | MB2x30/40/347RS (578706)
E620-F-140-TP-LST | 1-F40 T12 or 1-F40T12/U or 1-F40T10 or 1-F30T12 or 1-FC12T9 with 1-FC16T9 or 1-F40T12/ES or 1-F40T12/ES/U or 1-F30T12/ES | 1-F40 T12 or 1-F40T12/U or 1-F40T10 or 1-F30T12 or 1-FC12T9 with 1-FC16T9 or 1-F40T12/ES or 1-F40T12/ES/U or 1-F30T12/ES | 66007720802 | Yes | Rapid Start | 120 | 10 | Low Start Temp. 0F/-18C | RC140TP |  | 14A171/8G3688E1 | 48064 | 570707 | MB1x30/40/120RS (570707)
E620-J-140-TP-LST | 1-F40 T12 or 1-F40T12/U or 1-F40T10 or 1-F30T12 or 1-FC12T9 with 1-FC16T9 or 1-F40T12/ES or 1-F40T12/ES/U or 1-F30T12/ES | 1-F40 T12 or 1-F40T12/U or 1-F40T10 or 1-F30T12 or 1-FC12T9 with 1-FC16T9 or 1-F40T12/ES or 1-F40T12/ES/U or 1-F30T12/ES | 66007720840 | Yes | Rapid Start | 347 | 10 | Low Start Temp. 0F/-18C | GC140TP |  | 14A179/8G4788E1 | 48065 | 578707 | MB1x30/40/347RS (578707)
Return to Categories Page
T12 Slimline Systems
E450-F-260 | 2-F96T12 or 2-F84T12 or 2-F72T12 or 2-F64T12 or 2-F60T12 or 2-F96T12/IS/ES | 2-F96T12 or 2-F84T12 or 2-F72T12 or 2-F64T12 or 2-F60T12 or 2-F96T12/IS/ES | 66007720494 | Yes | Instant Start | 120 | 6 |  | R2E75STP | 806-SLH-TC-P | 17A1004E/17A297E/8G1004 | 48017 | 550192 | MB2x96/120IS (550192)
E450-F-260/SW | 2-F96T12 or 2-F84T12 or 2-F72T12 or 2-F64T12 or 2-F60T12 or 2-F96T12/IS/ES | 2-F96T12 or 2-F84T12 or 2-F72T12 or 2-F64T12 or 2-F60T12 or 2-F96T12/IS/ES | 66007720738 | Yes | Instant Start | 120 | 6 |  | R2E75STP | 806-SLH-TC-P | 17A1004E/17A297E/8G1004 | 48018 | 550192IC | MB2X96120ISSRNK
E450-T-260 | 2-F96T12 or 2-F84T12 or 2-F72T12 or 2-F64T12 or 2-F60T12 or 2-F96T12/IS/ES | 2-F96T12 or 2-F84T12 or 2-F72T12 or 2-F64T12 or 2-F60T12 or 2-F96T12/IS/ES | 66007720498 | Yes | Instant Start | 277 | 6 |  | V2E75STP | 827-SLH-TC-P | 8G1014W | 48019 | 553192 | MB2x96/277IS (553192)
E450-Z-260 | 2-F96T12 or 2-F84T12 or 2-F72T12 or 2-F64T12 or 2-F60T12 or 2-F96T12/IS/ES | 2-F96T12 or 2-F84T12 or 2-F72T12 or 2-F64T12 or 2-F60T12 or 2-F96T12/IS/ES | 66007720504 | Yes | Instant Start | 600 | 6 |  |  |  | 17A290E | 48020 | 557192 | MB2x96/600IS (557192)
E450-J-260 | 2-F96T12 or 2-F84T12 or 2-F72T12 or 2-F64T12 or 2-F60T12 or 2-F96T12/IS/ES | 2-F96T12 or 2-F84T12 or 2-F72T12 or 2-F64T12 or 2-F60T12 or 2-F96T12/IS/ES | 66007720502 | Yes | Instant Start | 347 | 6 |  | G2E75STP | 897-L-SLH-TC-P | 17A1010E | 48021 | 558192 | MB2x96/347IS (558192)
E450-J-260/SW | 2-F96T12 or 2-F84T12 or 2-F72T12 or 2-F64T12 or 2-F60T12 or 2-F96T12/IS/ES | 2-F96T12 or 2-F84T12 or 2-F72T12 or 2-F64T12 or 2-F60T12 or 2-F96T12/IS/ES | 66007720760 | Yes | Instant Start | 347 | 6 |  | G2E75STP | 897-L-SLH-TC-P | 17A274 | 48021 | 558192IC | MB2x96/347IS (558192)
E450-F-160-TP | 1-F96T12 or 1-F84T12 or 1-F72T12 or 1-F64T12 or 1-F60T12 or 1-F96T12/IS (ES) | 1-F96T12 or 1-F84T12 or 1-F72T12 or 1-F64T12 or 1-F60T12 or 1-F96T12/IS (ES) | 66007720412 | Yes | Instant Start | 120 | 6 |  |  | 822-BR-TC-P |  | 48023 | 550191IC | MB1X96/347IS-SRNK (550191)
E450-J-160-TP/SW | 1-F96T12 or 1-F84T12 or 1-F72T12 or 1-F64T12 or 1-F60T12 or 1-F96T12/IS (ES) | 1-F96T12 or 1-F84T12 or 1-F72T12 or 1-F64T12 or 1-F60T12 or 1-F96T12/IS (ES) | 66007720768 | Yes | Instant Start | 347 | 6 |  |  |  |  | 48023 | 558191IC | MB1X96/347IS-SRNK (558191)
E450-F-160-TP/SW | 1-F96T12 or 1-F84T12 or 1-F72T12 or 1-F64T12 or 1-F60T12 or 1-F96T12/IS (ES) | 1-F96T12 or 1-F84T12 or 1-F72T12 or 1-F64T12 or 1-F60T12 or 1-F96T12/IS (ES) | 66007720764 | Yes | Instant Start | 120 | 6 |  | RSM175STP | 822-BR-TC-P | 8G1762(W)/8G1014W | 48124 | 550191IC | MB1X96120ISSRNK
E450-F-232-TP | 2-F48T12 or 2-F48T12/ES | 2-F48T12 or 2-F48T12/ES | 66007720770 | Yes | Instant Start | 120 | 8 |  | SM2E40STP | 213-TC-P |  | 48122 | 550215IC / 550214 | MB2X48120ISSRNK
E450-F-232-TP/SW | 2-F48T12 or 2-F48T12/ES | 2-F48T12 or 2-F48T12/ES |  | Yes | Instant Start | 120 | 8 |  | SM2E40STP | 213-TC-P |  | 48122 | 550215IC / 550214 | MB2X48120ISSRNK
T12 High Output Systems HO
E420-F-1110-TP | 1-F96T12/HO or 1-F84T12/HO or 1-F72T12/HO or 1-F64T12/HO or 1-F60T12/HO or 1-F48T12/HO or 1-F42T12/HO or 1-F36T12/HO or 1-F30T12/HO or 1-F24T12/HO or 1-F18T12/HO or 1-F96T12/HO/ES | 1-F96T12/HO or 1-F84T12/HO or 1-F72T12/HO or 1-F64T12/HO or 1-F60T12/HO or 1-F48T12/HO or 1-F42T12/HO or 1-F36T12/HO or 1-F30T12/HO or 1-F24T12/HO or 1-F18T12/HO or 1-F96T12/HO/ES |  | Yes | Rapid Start | 120 | 4 |  |  |  |  | 48024 | 570306 | MB1x96/HO/120RS
E420-F-2110 | 2-F96T12/HO or 2-F84T12/HO or 2-F72T12/HO or 2-F64T12/HO or 2-F60T12/HO or 2-F48T12/HO or 2-F42T12/HO or 2-F36T12/HO or 2-F30T12/HO or 2-F24T12/HO or 2-F18T12/HO or 2-F96T12/HO/ES | 2-F96T12/HO or 2-F84T12/HO or 2-F72T12/HO or 2-F64T12/HO or 2-F60T12/HO or 2-F48T12/HO or 2-F42T12/HO or 2-F36T12/HO or 2-F30T12/HO or 2-F24T12/HO or 2-F18T12/HO or 2-F96T12/HO/ES | 66007720482 | Yes | Rapid Start | 120 | 4 |  | R2S110TP | 480-SLH-TC-P | 8G1141W / 17A829 / 8G1148 | 48024 | 570306 | MB2x96/HO/120RS (570306)
E420-F-2110/SW | 2-F96T12/HO or 2-F84T12/HO or 2-F72T12/HO or 2-F64T12/HO or 2-F60T12/HO or 2-F48T12/HO or 2-F42T12/HO or 2-F36T12/HO or 2-F30T12/HO or 2-F24T12/HO or 2-F18T12/HO or 2-F96T12/HO/ES | 2-F96T12/HO or 2-F84T12/HO or 2-F72T12/HO or 2-F64T12/HO or 2-F60T12/HO or 2-F48T12/HO or 2-F42T12/HO or 2-F36T12/HO or 2-F30T12/HO or 2-F24T12/HO or 2-F18T12/HO or 2-F96T12/HO/ES | 66007720734 | Yes | Rapid Start | 120 | 4 |  | R2S110TP | 480-SLH-TC-P | 8G1141W / 17A829 / 8G1148 | 48025 | 570306IC | MB2X96HO120RSSRNK
E420-T-2110 | 2-F96T12/HO or 2-F84T12/HO or 2-F72T12/HO or 2-F64T12/HO or 2-F60T12/HO or 2-F48T12/HO or 2-F42T12/HO or 2-F36T12/HO or 2-F30T12/HO or 2-F24T12/HO or 2-F18T12/HO or 2-F96T12/HO/ES | 2-F96T12/HO or 2-F84T12/HO or 2-F72T12/HO or 2-F64T12/HO or 2-F60T12/HO or 2-F48T12/HO or 2-F42T12/HO or 2-F36T12/HO or 2-F30T12/HO or 2-F24T12/HO or 2-F18T12/HO or 2-F96T12/HO/ES | 66007720486 | Yes | Rapid Start | 277 | 4 |  | VS2S110TP | 490-SLH-TC-P/487-SLH-TC-P |  | 48026 | 573306 | MB2x96/HO/277RS (573306)
E420-Z-2110 | 2-F96T12/HO or 2-F84T12/HO or 2-F72T12/HO or 2-F64T12/HO or 2-F60T12/HO or 2-F48T12/HO or 2-F42T12/HO or 2-F36T12/HO or 2-F30T12/HO or 2-F24T12/HO or 2-F18T12/HO or 2-F96T12/HO/ES | 2-F96T12/HO or 2-F84T12/HO or 2-F72T12/HO or 2-F64T12/HO or 2-F60T12/HO or 2-F48T12/HO or 2-F42T12/HO or 2-F36T12/HO or 2-F30T12/HO or 2-F24T12/HO or 2-F18T12/HO or 2-F96T12/HO/ES | 66007720492 | Yes | Rapid Start | 600 | 4 |  |  | 756-XLH-TC |  | 48028 | 577306 | MB2x96/HO/600RS (577306)
E420-J-2110 | 2-F96T12/HO or 2-F84T12/HO or 2-F72T12/HO or 2-F64T12/HO or 2-F60T12/HO or 2-F48T12/HO or 2-F42T12/HO or 2-F36T12/HO or 2-F30T12/HO or 2-F24T12/HO or 2-F18T12/HO or 2-F96T12/HO/ES | 2-F96T12/HO or 2-F84T12/HO or 2-F72T12/HO or 2-F64T12/HO or 2-F60T12/HO or 2-F48T12/HO or 2-F42T12/HO or 2-F36T12/HO or 2-F30T12/HO or 2-F24T12/HO or 2-F18T12/HO or 2-F96T12/HO/ES | 66007720490 | Yes | Rapid Start | 347 | 4 |  | G2S110TP | 757SLH-TP-C | 8G4741E | 48029 | 578306 | MB2x96/HO/347RS (578306)
E420-M-2110 | 2-F96T12/HO or 2-F84T12/HO or 2-F72T12/HO or 2-F64T12/HO or 2-F60T12/HO or 2-F48T12/HO or 2-F42T12/HO or 2-F36T12/HO or 2-F30T12/HO or 2-F24T12/HO or 2-F18T12/HO or 2-F96T12/HO/ES | 2-F96T12/HO or 2-F84T12/HO or 2-F72T12/HO or 2-F64T12/HO or 2-F60T12/HO or 2-F48T12/HO or 2-F42T12/HO or 2-F36T12/HO or 2-F30T12/HO or 2-F24T12/HO or 2-F18T12/HO or 2-F96T12/HO/ES |  | Yes | Rapid Start | 240 | 4
E620-F-1288-TP | (1 or 2) F48T12/HO or (1 or 2) F60T12/HO or (1 or 2) F64T12/HO or (1 or 2) F72T12/HO or 1-F84T12/HO or 1-F96T12/HO or 2-F24T12/HO or 2-F36T12/HO or 2-F48T12/HO or 2-F60T12/HO or 2-F64T12/HO or 2-F72T12/HO | (1 or 2) F48T12/HO or (1 or 2) F60T12/HO or (1 or 2) F64T12/HO or (1 or 2) F72T12/HO or 1-F84T12/HO or 1-F96T12/HO or 2-F24T12/HO or 2-F36T12/HO or 2-F48T12/HO or 2-F60T12/HO or 2-F64T12/HO or 2-F72T12/HO | 66007720794 | Yes | Rapid Start | 120 | 4 |  | RC2S85TP | 631-LH-TC-P / 620-LH-TC-P | 8G3900W |  |  | MB2x4896HO120RS
E620-J-1288-TP | (1 or 2) F48T12/HO or (1 or 2) F60T12/HO or (1 or 2) F64T12/HO or (1 or 2) F72T12/HO or 1-F84T12/HO or 1-F96T12/HO or 2-F24T12/HO or 2-F36T12/HO or 2-F48T12/HO or 2-F60T12/HO or 2-F64T12/HO or 2-F72T12/HO | (1 or 2) F48T12/HO or (1 or 2) F60T12/HO or (1 or 2) F64T12/HO or (1 or 2) F72T12/HO or 1-F84T12/HO or 1-F96T12/HO or 2-F24T12/HO or 2-F36T12/HO or 2-F48T12/HO or 2-F60T12/HO or 2-F64T12/HO or 2-F72T12/HO | 66007720582 | Yes | Rapid Start | 347 | 4 |  |  | 778-X-LH-TC-P | 8G4700E | 48058 | 5782961 | MB2x4896HO347RS
E620-M-1288-TP | (1 or 2) F48T12/HO or (1 or 2) F60T12/HO or (1 or 2) F64T12/HO or (1 or 2) F72T12/HO or 1-F84T12/HO or 1-F96T12/HO or 2-F24T12/HO or 2-F36T12/HO or 2-F48T12/HO or 2-F60T12/HO or 2-F64T12/HO or 2-F72T12/HO | (1 or 2) F48T12/HO or (1 or 2) F60T12/HO or (1 or 2) F64T12/HO or (1 or 2) F72T12/HO or 1-F84T12/HO or 1-F96T12/HO or 2-F24T12/HO or 2-F36T12/HO or 2-F48T12/HO or 2-F60T12/HO or 2-F64T12/HO or 2-F72T12/HO | TBA | No | Rapid Start | 240 | 4
E620-F-2163110-TP | 1-F48T12/HO or 1-F60T12/HO or 1-F64T12/HO or 1-F72T12/HO or 1-F84T12/HO or 1-F96T12/HO or 2-F24T12/HO or 2-F36T12/HO or 2-F48T12/HO | 1-F48T12/HO or 1-F60T12/HO or 1-F64T12/HO or 1-F72T12/HO or 1-F84T12/HO or 1-F96T12/HO or 2-F24T12/HO or 2-F36T12/HO or 2-F48T12/HO | 66007720610 | Yes | Rapid Start | 120 | 4 |  | RS110TP | 481-LH-TC-P | 14A38/8G4600E1 | 48067 | 524852 | MB1/2x48/96/HO/120RS (524852)
E620-Z-2163110-TP | 1-F48T12/HO or 1-F60T12/HO or 1-F64T12/HO or 1-F72T12/HO or 1-F84T12/HO or 1-F96T12/HO or 2-F24T12/HO or 2-F36T12/HO or 2-F48T12/HO | 1-F48T12/HO or 1-F60T12/HO or 1-F64T12/HO or 1-F72T12/HO or 1-F84T12/HO or 1-F96T12/HO or 2-F24T12/HO or 2-F36T12/HO or 2-F48T12/HO | 66007720680 | Yes | Rapid Start | 600 | [5 empty] | 48068 | 524S852 | MB1/2x48/96/HO/600RS (524S852)
T12 VHO Systems
E620-F-21116215-TP | (2) F48T12 / (1) F60T12VHO / (1) F72T12VHO / (1) F96T12-VHO | (2) F48T12 / (1) F60T12VHO / (1) F72T12VHO / (1) F96T12-VHO | 66007720656 | Yes | Rapid Start | 120 | 4 |  | RC2S102TP | 960-VLH-TC-P | 8G3736E | 48041 | 570141 | MB2x48/1x96/VHO/120RS
E420-F-2215-TP | 2-F96T12/VHO (215W) or 2-F72T12/VHO (168W) or 2-F60T12/VHO (138W) or 2-F48T12/VHO (116W) or 2-F96T12/VHO/ES (185W) | 2-F96T12/VHO (215W) or 2-F72T12/VHO (168W) or 2-F60T12/VHO (138W) or 2-F48T12/VHO (116W) or 2-F96T12/VHO/ES (185W) | 66007720400 | Yes | Rapid Start | 120 | 4 |  | RC-2S200-TC / RS2S200TP | 930KTCP/480-SLH-TCP / 931-LH-TC-P | 8G3544WF / 14A160 / 8G3927E1 | 48032 | 570130 | MB2x96/VHO/120RS (570130)
E420-Z-2215-TP | 2-F96T12/VHO (215W) or 2-F72T12/VHO (168W) or 2-F60T12/VHO (138W) or 2-F48T12/VHO (116W) or 2-F96T12/VHO/ES (185W) | 2-F96T12/VHO (215W) or 2-F72T12/VHO (168W) or 2-F60T12/VHO (138W) or 2-F48T12/VHO (116W) or 2-F96T12/VHO/ES (185W) | 66007720562 | Yes | Rapid Start | 600 | 4 |  |  |  | 8G4602E / 14A165 | 48036 | 577130 | MB2x96/VHO/600RS (577130)
E420-J-2215-TP | 2-F96T12/VHO (215W) or 2-F72T12/VHO (168W) or 2-F60T12/VHO (138W) or 2-F48T12/VHO (116W) or 2-F96T12/VHO/ES (185W) | 2-F96T12/VHO (215W) or 2-F72T12/VHO (168W) or 2-F60T12/VHO (138W) or 2-F48T12/VHO (116W) or 2-F96T12/VHO/ES (185W) | 66007720660 | Yes | Rapid Start | 347 | 4 |  |  |  | 14A163/8G4702 | 48037 | 578130 and (678804 with 678805) | MB2x96VHO347RS (578130)
E420-T-2215-TP | 2-F96T12/VHO (215W) or 2-F72T12/VHO (168W) or 2-F60T12/VHO (138W) or 2-F48T12/VHO (116W) or 2-F96T12/VHO/ES (185W) | 2-F96T12/VHO (215W) or 2-F72T12/VHO (168W) or 2-F60T12/VHO (138W) or 2-F48T12/VHO (116W) or 2-F96T12/VHO/ES (185W) | 66007720402 | No | Rapid Start | 277 | 4 |  |  | 487-SLH-TC-P |  |  | 573130 | MB2x96VHO277RS (573130)
E620-J-2116-TP | 1-F96T12/VHO or 1-F72T12/VHO or 1-F60T12/VHO or 1-F48T12/VHO or 2-F48T12/VHO | 1-F96T12/VHO or 1-F72T12/VHO or 1-F60T12/VHO or 1-F48T12/VHO or 2-F48T12/VHO | 66007720682 | Yes | Rapid Start | 347 | 4 |  |  |  |  | 48040 |  | MB2x96VHO347RS
Circline T9 Systems
ERSFC-122-TPK | FC8T9 | FC8T9 | 66007710088 | Yes | Trigger Start | 120 | 16 |  | RMS-2232-TP-W | 547-RSWS-TC-P | 8G1091G11 | 48149 |  | MB1X22120CIRCSRNKIN
ERSFC-132-TPK | FC12T9 / FC16T9 | FC12T9 / FC16T9 | 66007710072 | Yes | Trigger Start | 120 | 16 |  | RLCS-140-TP-W | 445-RSWS-TC-P | 8G1085G11 | 48150 |  | MB1X32120CIRCSRNKIN
Sign Ballast (T12 HO) | [12 empty] | ALLANSON
E620-F-1236110-TP | For Any 1 or 2 T12/RS/HO/800mA Lamp Combination Provided Total Lamp Length is not less than 4 ft.nor more than 12 ft. | For Any 1 or 2 T12/RS/HO/800mA Lamp Combination Provided Total Lamp Length is not less than 4 ft.nor more than 12 ft. | 66007720526 | Yes | Rapid Start | 120 | 4 |  | ASB-0412-12-BL-TP | USB-0412-12 |  | 48225 | 272AT | MSB-12-0412-TP-CDN
E620-F-2345088-TP | For Any 2,3 or 4 T12/RS/HO/800mA Lamp Combination Provided Total Lamp Length is not less than 6 ft.nor more than 20 ft. | For Any 2,3 or 4 T12/RS/HO/800mA Lamp Combination Provided Total Lamp Length is not less than 6 ft.nor more than 20 ft. | 66007720530 | Yes | Rapid Start | 120 | 4 |  | ASB-0620-24-BL-TP | USB-0816-14 |  | 48226 | 448AT | MSB-24-0620-TP-CDN
E620-F-23488-TP | For Any 2,3 or 4 T12/RS/HO/800mA Lamp Combination Provided Total Lamp Length is not less than 12 ft.nor more than 24 ft. | For Any 2,3 or 4 T12/RS/HO/800mA Lamp Combination Provided Total Lamp Length is not less than 12 ft.nor more than 24 ft. | 66007720534 | Yes | Rapid Start | 120 | 4 |  | ASB-1224-24-BL-TP | USB-1024-14 |  | 48227 | 396AT / 472AT | MSB-24-1224-TP-CDN
E620-F-234137-TP | For Any 2,3 or 4 T12/RS/HO/800mA Lamp Combination Provided Total Lamp Length of each circuit (A) and circuit (B) is not less than 20 ft.nor more than 40 ft.Circuit A consists of Lamp 1 2; Circuit B consists of Lamp 3 4. | For Any 2,3 or 4 T12/RS/HO/800mA Lamp Combination Provided Total Lamp Length of each circuit (A) and circuit (B) is not less than 20 ft.nor more than 40 ft.Circuit A consists of Lamp 1 2; Circuit B consists of Lamp 3 4. | 66007720542 | Yes | Rapid Start | 120 | 4 |  | ASB-2040-24-BL-TP | USB-1632-24 |  | 48228 | 496AT | MSB-24-2040-TP-CDN
E620-F-45650110-TP | For Any 4,5 or 6 T12/RS/HO/800mA Lamp Combination Provided Total Lamp Length of each circuit (A) and circuit (B) is not less than 12 ft.nor more than 400 ft.Circuit A consists of Lamp 1 2 3; Circuit B consists of Lamp 4 5 6. | For Any 4,5 or 6 T12/RS/HO/800mA Lamp Combination Provided Total Lamp Length of each circuit (A) and circuit (B) is not less than 12 ft.nor more than 400 ft.Circuit A consists of Lamp 1 2 3; Circuit B consists of Lamp 4 5 6. | 66007720538 | Yes | Rapid Start | 120 | 1 |  | ASB-1240-46-BL-TP | USB-1232-16 |  | 48229 | 672AT | MSB-46-1240-TP-CDN
E620-F-45688110-TP | For Any 4,5 or 6 T12/RS/HO/800mA Lamp Combination Provided Total Lamp Length of each circuit (A) and circuit (B) is not less than 24 ft.nor more than 48 ft.Circuit A consists of Lamp 1 2 3; Circuit B consists of Lamp 4 5 6. | For Any 4,5 or 6 T12/RS/HO/800mA Lamp Combination Provided Total Lamp Length of each circuit (A) and circuit (B) is not less than 24 ft.nor more than 48 ft.Circuit A consists of Lamp 1 2 3; Circuit B consists of Lamp 4 5 6. | 66007720546 | Yes | Rapid Start | 120 | 1 |  | ASB-2448-46-BL-TP | USB-2048-46 |  | 48232 | 696AT | MSB-46-2448-TP-CDN
E620-J-1236110-TP | For Any 1 or 2 T12/RS/HO/800mA Lamp Combination Provided Total Lamp Length is not less than 4 ft.nor more than 12 ft. | For Any 1 or 2 T12/RS/HO/800mA Lamp Combination Provided Total Lamp Length is not less than 4 ft.nor more than 12 ft. | 66007720826 | Yes | Rapid Start | 347 | 4 | [5 empty] | 272AT
E620-J-2345088-TP | For Any 2,3 or 4 T12/RS/HO/800mA Lamp Combination Provided Total Lamp Length is not less than 6 ft.nor more than 20 ft. | For Any 2,3 or 4 T12/RS/HO/800mA Lamp Combination Provided Total Lamp Length is not less than 6 ft.nor more than 20 ft. | 66007720828 | Yes | Rapid Start | 347 | 4 | [5 empty] | 448AT
E620-J-234137-TP | For Any 2,3 or 4 T12/RS/HO/800mA Lamp Combination Provided Total Lamp Length of each circuit (A) and circuit (B) is not less than 20 ft.nor more than 40 ft.Circuit A consists of Lamp 1 2; Circuit B consists of Lamp 3 4. | For Any 2,3 or 4 T12/RS/HO/800mA Lamp Combination Provided Total Lamp Length of each circuit (A) and circuit (B) is not less than 20 ft.nor more than 40 ft.Circuit A consists of Lamp 1 2; Circuit B consists of Lamp 3 4. | 66007720834 | Yes | Rapid Start | 347 | 4 | [5 empty] | 496AT
E620-J-45650110-TP | For Any 4,5 or 6 T12/RS/HO/800mA Lamp Combination Provided Total Lamp Length of each circuit (A) and circuit (B) is not less than 12 ft.nor more than 400 ft.Circuit A consists of Lamp 1 2 3; Circuit B consists of Lamp 4 5 6. | For Any 4,5 or 6 T12/RS/HO/800mA Lamp Combination Provided Total Lamp Length of each circuit (A) and circuit (B) is not less than 12 ft.nor more than 400 ft.Circuit A consists of Lamp 1 2 3; Circuit B consists of Lamp 4 5 6. | 66007720832 | Yes | Rapid Start | 347 | 1 | [5 empty] | 672AT
E620-J-45688110-TP | For Any 4,5 or 6 T12/RS/HO/800mA Lamp Combination Provided Total Lamp Length of each circuit (A) and circuit (B) is not less than 24 ft.nor more than 48 ft.Circuit A consists of Lamp 1 2 3; Circuit B consists of Lamp 4 5 6. | For Any 4,5 or 6 T12/RS/HO/800mA Lamp Combination Provided Total Lamp Length of each circuit (A) and circuit (B) is not less than 24 ft.nor more than 48 ft.Circuit A consists of Lamp 1 2 3; Circuit B consists of Lamp 4 5 6. | 66007720836 | Yes | Rapid Start | 347 | 1 | [5 empty] | 696AT
Super Energy Saving Rapid Start Systems
LW428-J-132-TP | 1-F25T8 or 1-FB024T8/U or 1-F32T8 or 1-FB032T8 or 1-FB031T8/U or 1-F40T8 | 1-F25T8 or 1-FB024T8/U or 1-F32T8 or 1-FB032T8 or 1-FB031T8/U or 1-F40T8 | 66007720436 | No | Rapid Start | 347 | 10 |  | GK132TP |  |  | 48098 | LW333471L | MB1x25/32/347RS (LW333471L)
LW428-F-232-TP | 2-F25T8 or 2-FB024T8/U or 2-F32T8 or 2-FB032T8 or 2-FB031T8/U | 2-F25T8 or 2-FB024T8/U or 2-F32T8 or 2-FB032T8 or 2-FB031T8/U | 66007720438 | Yes | Rapid Start | 120 | 10 |  | RK2S32TP | 320-L-TC-P |  | 48099 | LW621202L | MB2x25/32/120RS (LW621202L)
LW428-M-232-TP | 2-F25T8 or 2-FB024T8/U or 2-F32T8 or 2-FB032T8 or 2-FB031T8/U | 2-F25T8 or 2-FB024T8/U or 2-F32T8 or 2-FB032T8 or 2-FB031T8/U | 66007720580 | No | Rapid Start | 240 | 10 |  |  |  |  | 48100 | LW622402L | MB2x25/32/240RS (LW622402L)
LW428-J-232-TP | 2-F25T8 or 2-FB024T8/U or 2-F32T8 or 2-FB032T8 or 2-FB031T8/U | 2-F25T8 or 2-FB024T8/U or 2-F32T8 or 2-FB032T8 or 2-FB031T8/U | 66007720442 | Yes | Rapid Start | 347 | 10 |  | GK2S32TP |  |  | 48101 | LW623472L | MB2x25/32/347RS (LW623472L)
Return to Categories Page

## Electronic Fluorescent Catalog
SOLA - ELECTRONIC FLUORESCENT BALLASTS
Return to Categories Page
SOLA CATALOG # | DESCRIPTION | LAMP TYPE | CIRCUIT TYPE | UPC Code | INPUT VOLTAGE | Power Factor | THD | Input Power | Ballast Factor | BEF | Carton QTY | ADVANCE Part Number | STANDARD PRODUCTS | ULT (Magnetek) | SYLVANIA Code | Ballastronix | SYLVANIA DESCRIPTION
F32T8 INSTANT START - PARALLEL - NORMAL LIGHT OUTPUT - <20% THD
E-758-F-132SC | (1) F17/25/32T8 | F17/25/32T8 | Instant Start | 66007781531 | 120 | >97 | <10% | 32 | 0.87 | 2.71 | 20 | REL1P32SC |  | B132I120RH |  |  | QT1X32T8120ISNSC 120V 10/CS 1/SKU
E-758-F-232SC | (1) or (2) F17/25/32T8 | F17/25/32T8 | Instant Start | 66007780379 | 120 | >97 | <20% | 57 | 0.87 | 1.52 | 20 | REL2P32SC / REL1P32SC | E232PI120G01 | B232I120RH | 49911 / 49913 | 570638 | QT2X32T8120ISNSC 120V 10/CS 1/SKU
E-758-T-232SC | (1) or (2) F32/25/17T8 | F17/25/32T8 | Instant Start | 66007780381 | 277 | [5 empty] | 20 | VEL2P32SC |  | B232I277RH | 49916 |  | QT3X32T8277ISNSC 277V 10/CS 1/SKU
E-758-J-132SC | (1) F17/25/32T8 | F17/25/32T8 | Instant Start | 66007781513 | 347 | [5 empty] | 20 | GEL1P32SC |  | B132I347RH | 49240 |  | QT1X32T8347ISNSC 120V 10/CS 1/SKU
E-758-J-232SC | (1) or (2) F32/25/17T8 | F17/25/32T8 | Instant Start | 66007780459 | 347 | >97 | <20% | 59 | 0.87 | 1.47 | 20 | GEL2P32SC | E232PI347G01 | B232I347RH | 49911 / 49913 | 578638 | QT2X32T8347ISNSC 10/CS 1/SKU
E-758-F-332SC | (3) F17/25/32T8 | F17/25/32T8 | Instant Start | TBA | 120 | [5 empty] | 10 | REL3P32RHTP | E332PI120G01 | B332I120RH | 49915 |  | QT3X32T8120ISNSC 120v 10/CS 1/SKU
E-758-T-332SC | (3) F17/25/32T8 | F17/25/32T8 | Instant Start | 66007780115 | 277 | [5 empty] | 10 | VEL3P32RHTP |  | B332I277RH | 49516 |  | QT3X32277IS 277V 10/CS 1/SKU
E-758-J-332 | (3) F17/25/32T8 | F17/25/32T8 | Instant Start | 66007780491 | 347 | >97 | <20% | 88 | 0.87 | 0.98 | 10 | GEL3P32RHTP | QT3X32/347 IS | B332I347RH |  |  | QT2X32T8347ISN
E-758-F-432SC | (1) or (2) or (3) or (4) F32/25/17T8 | F17/25/32T8 | Instant Start | 66007780469 | 120 | >97 | <10% | 112 | 0.87 | 0.77 | 10 | REL4P32RHTP | E432PI120G11 | B432I120RH | 49917 |  | QT4X32T8120ISNSC 120V 10/CS 1/SKU
E-758-T-432 | (4) F17/25/32T8 | F17/25/32T8 | Instant Start | 66007780119 | 277 | >97 | <22% | 107 | 0.85 | 0.794 | 10 | VEL4P32RHTP |  | B432I277RH | 49518 |  | QT4X32277IS 277V 10/CS 1/SKU
E-758-J-432 | (1) or (2) or (3) or (4) F32/25/17T8 | F17/25/32T8 | Instant Start | 66007780489 | 347 | >95 | <29% | 114 | 0.87 | 0.763 | 10 | GEL4P32RHTP | E432PI347G01 | B432I347RH | 49994 |  | QT4X32347IS 347V 10/CS 1/SKU
F32T8 INSTANT START - PARALLEL - NORMAL LIGHT OUTPUT - <10% THD
E-758-U-232SC | (1) or (2) F17/25/32T8 | F17/25/32T8 | Instant Start | 66007780341 | 120/277 | >95 | <15% | 58.5 | 0.88 | 1.5 | 20 | ICN-2P32-SC / REL2P32SC / REL1P32SC |  | B232I120RH |  |  | QT2X32T8120ISNSC 120V 10/CS 1/SKU
E-758-U-432SC | (1) or (2) or (3) or (4) F32/25/17T8 | F17/25/32T8 | Instant Start | 66007780471 | 120/277 | >97 | <15% | 113 | 0.87 | 0.769 | 20 | ICN-4P32-SC / REL4P32SC |  | B432I120RH | 49911 / 49913 / 49947 |  | QT4X32T8120ISNSC 120V 10/CS 1/SKU
F32T8 INSTANT START - PARALLEL - HIGH LIGHT OUTPUT
E-758-F-132-HL-SC | (1) F17/25/32T8 | F17/25/32T8 | Instant Start | TBA |  | >95 | <26% | 41.5 | 1.15 | 2.77 | 10
E-758-F-232-HL-SC | (1) or (2) F17/25/32T8 | F17/25/32T8 | Instant Start | 66007780125 | 120 | >97 | <18% | 75 | 1.15 | 1.53 | 10 | REL2P32HLSC | E232PI120H | B232I120RHH |  |  | QT2X32T8120ISHSC 120V 10/CS 1/SKU
E-758-F-232-HL | (1) or (2) F17/25/32T8 | F17/25/32T8 | Instant Start | 66007780125 | 120 | [5 empty] | 10 | REL2P32HLSC |  | B232I120RHH |  |  | QT2X32T8120ISHSC 120V 10/CS 1/SKU
E-758-J-132-HL-SC | (1) F17/25/32T8 | F17/25/32T8 | Instant Start | TBA | [6 empty] | 10
E-758-J-232-HL-SC | (1) or (2) F17/25/32T8 | F17/25/32T8 | Instant Start | 66007781507 | 347 | [5 empty] | 10 | GEL2P32HLSC |  | B232I347RHH
F32T8 INSTANT START - PARALLEL - LOW LIGHT OUTPUT
E-758-F-132-LP-SC | (1) F17/25/32T8 | F17/25/32T8 | Instant Start | TBA |  | >97 | <20% | 29 | 0.75 | 2.58 | 20
E-758-F-232-LP-SC | (1) or (2) F17/25/32T8 | F17/25/32T8 | Instant Start | TBA | 120 | >97 | <20% | 51 | 0.75 | 1.47 | 20 |  | E232PI120L | B259I120RH | 49923
E-758-F-432-LP | (4) F17/25/32T8 | F17/25/32T8 | Instant Start | TBA | [6 empty] | 10
E-758-J-132-LP-SC | (1) F17/25/32T8 | F17/25/32T8 | Instant Start | TBA | [6 empty] | 20
E-758-J-232-LP-SC | (1) or (2) F17/25/32T8 | F17/25/32T8 | Instant Start | TBA | 347 | >97 | <20% | 51 | 0.75 | 1.47 | 20 |  |  |  | 49924
E-758-J-432-LP | (4) F17/25/32T8 | F17/25/32T8 | Instant Start | TBA | [6 empty] | 10
F96T12 and F40T12 PROGRAMMED RAPID START
E-720-U-240-SC-S | (1) or (2) F34/40T12 | F40/34T12 | Programmed Start | TBA | 120-277 | [5 empty] | 20 | REL-2S40-RH-TPM |  | B240T120 |  | 570-622
F96T12 INSTANT START
E-750-U-260 | (1) or (2) F96T12 | F96T12 | Instant Start | TBA | 120-277 | [5 empty] | 6 | REL-2P60-S-A
F96T8 INSTANT START - PARALLEL - SLIMLINE - NORMAL LIGHT OUTPUT
E-758-F-259SC | (1) or (2) F96T8 | F96T8 | Instant Start | TBA | 120 | >97 | <10% | 109 | 0.87 | 0.79 | 10 | REL2P59SRHTP |  | B259I120RH | 49581 |  | QT2X59120IS
E-758-T-259 | (1) or (2) F96T8 | F96T8 | Instant Start | TBA | 277 | >95 | <29% | 112 | 0.87 | 0.776 | 10 |  |  | B259I277RH | 49582 |  | QT2X59120IS
E-758-J-259 | (1) or (2) F96T8 | F96T8 | Instant Start | 66007781505 | 347 | >95 | <29% | 112 | 0.87 | 0.776 | 10 | GEL2P59 |  | B259I347RH | 49217 |  | QT2X59347IS 347V
T5 PROGRAMMED START 1 or 2 LAMP BALLASTS
E-725-U-180-R1 | 1 F80T5, 2 FC12T5 | T5 | Programmed Start | 66007781555 | 120-277 | [5 empty] | 20
E-725-U-224-R1-S | 1 or 2 FC9T5, F24T5, 1 F39T5, FC12T5 | T5 | Programmed Start | 66007781497 | 120-277 | [5 empty] | 20 | ICN-2S24 | B224PUNV-D
E-725-U-228-R1-S | 1 or 2F14T5, F21T5, F28T5, F35T5 | T5 | Programmed Start | 66007781499 | 120-277 | [5 empty] | 20 | ICN-2S28 | B228PUNV-C
E-725-U-239-R1-S | 1 or 2 F24T5, F39T5, FC9T5, FC12T5 | T5 | Programmed Start | TBA | 120-277 | [5 empty] | 20 | ICN-2S39 | B239PUNV-D
E-725-U-254-R1-S | 1 or 2 F54T5, FC12T5HO | T5 | Programmed Start | 66007781495 | 120-277 | [5 empty] | 20 | ICN-2S54 | B254PUNV-D
E-725-J-254-R1-S | 1 or 2 F54T5, FC12T5HO | T5 | Programmed Start | 66007781495 | 347 | [5 empty] | 20
T4 PROGRAMMED START 1 or 2 LAMP BALLASTS
E-724-U-242-M2-S | (1) or (2) CFM26/32/42 | CFM26/32/42 | Programmed Start | TBA | 120-277 | [5 empty] | 12
E-724-F-242 | (1) or (2) CFM26/32/42 | CFM26/32/42 | Programmed Start | 66007781547 | 120 | [5 empty] | 20
E-724-J-242 | (1) or (2) CFM26/32/42 | CFM26/32/42 | Programmed Start | 66007781549 | 347 | [5 empty] | 20
Return to Categories Page

## MH INDOOR-OUTDOOR Catalog
SOLA Cat # | Description | LAMP WATTAGE | ANSI CODE | CIRCUIT TYPE | Input Voltage | UPC Codes | Remarks | Case Qty | ADVANCE | OLD SOLA (Ballastronix) NUMBER | SYLVANIA Code | SYLVANIA Description
Return to Categories Page
Metal Halide Indoor Enclosed HID Ballasts
175W
E871-W-117-ID1 | M57/H39 175W CWA 120/208/240/277 Indoor Enclosed Ballast | 175 | M57H39 | CWA | 120/208/240/277 | 66007738034 |  | 1 | 78E5590-001 | 74401385 | 47153 | M175/Multi-I/D
E871-FTJ-117-ID1 | M57/H39 175W CWA 120/277/347 Indoor Enclosed Ballast | 175 | M57H39 | CWA | 120/277/347 | 66007738025 |  | 1 |  | 74431385 | 47154 | M175/Tri-I/D
EMIAFRM175-ID1 | M57/H39 175W CWI 120/208/240 Indoor Enclosed Ballast | 175 | M57H39 | CWI | 120/208/240 | 66007738331 |  | 1 |  | 74101425 / 77151245
EMIAJDDZ175-ID1 | M57/H39 175W CWI 347/480/600 Indoor Enclosed Ballast | 175 | M57H39 | CWI | 347/480/600 | TBA |  | 1 |  | 78171425 / 78131425 / 78181425/78171075
250W
E871-W-251-ID1 | M58/H37 250W CWA 120/208/240/277 Indoor Enclosed Ballast | 250 | M58/H37 | CWA | 120/208/240/277 | TBA |  | 1
E871-FTJ-251-ID1 | M58/H37 250W CWA 120/277/347 Indoor Enclosed Ballast | 250 | M58/H37 | CWA | 120/277/347 | TBA |  | 1
EMIAFRM250-ID1 | M58/H37 250W CWI 120/208/240 Indoor Enclosed Ballast | 250 | M58/H37 | CWI | 120/208/240 | TBA |  | 1 |  | 78101386 / 78151386 / 781010121 / 78101367
EMIAJDDZ250-ID1 | M58/H37 250W CWI 347/480/600 Indoor Enclosed Ballast | 250 | M58/H37 | CWI | 347/480/600 | TBA |  | 1 |  | 78171386 / 78151386 / 78181386 / 781710121 / 78171367
EMCA00W2502S-ID2 | M58/H37 2x250W CWA 120/208/240/277 Indoor Enclosed Ballast | 2 x 250 | M58/H37 | CWA | 120/208/240/277 | 66007738327 |  | 1
EMCAFTJ2502S-ID2 | M58/H37 2x250W CWA 120/277/347 Indoor Enclosed Ballast | 2 x 250 | M58/H37 | CWA | 120/277/347 | 66007738315 |  | 1 |  | 78101424 / 78171424
EMIAFRM2502S-ID2 | M58/H37 2x250W CWI 120/208/240 Indoor Enclosed Ballast | 2 x 250 | M58/H37 | CWI | 120/208/240 | 66007738325 |  | 1 |  | 78101424 / 78152424 / 78101306
EMIAJDDZ2502S-ID2 | M58/H37 2x250 CWI 347/480/600 Indoor Enclosed Ballast | 2 x 250 | M58/H37 | CWI | 347/480/600 | 66007738323 |  | 1 |  | 78171424 / 78131424 / 78181424 / 78171306 / 78181306
400W
EMCA00W400-ID2 | M59/H33 400W CWA 120/208/240/277 Indoor Enclosed Ballast | 400 | M59/H33 | CWA | 120/208/240/277 | 66007738041 |  | 1 | 78E6091-001 | 744015161 / 78241181 | 47172 | M400/Multi-I/D / 78241181
E871-FTJ-411-ID2 | M59/H33 400W CWA 120/277/347 Indoor Enclosed Ballast | 400 | M59/H33 | CWA | 120/277/347 | 66007738032 |  | 1 |  | 744315161 | 47173 | M400/Tri-I/D / 78171181
EMIAFRM400-ID2 | M59/H33 400W CWI 120/208/240 Indoor Enclosed Ballast | 400 | M59/H33 | CWI | 120/208/240 | TBA |  | 1 |  | 78101387 / 78151387 / 78101014
EMIAJDDZ400-ID2 | M59/H33 400W CWI 347/480/600 Indoor Enclosed Ballast | 400 | M59/H33 | CWI | 347/480/600 | 66007738312 |  | 1 |  | 78171387 / 78131387 / 78181387 / 78171368 / 78131014 / 78181014 / 78171014
EMCA00W4002S-ID3 | M59/H33 2x400W CWA 120/208/240/277 Indoor Enclosed Ballast | 2 x 400 | M59/H33 | CWA | 120/208/240/277 | 66007738295 |  | 1 |  | 78241254 / 78121254
EMCAFTJ4002S-ID3 | M59/H33 2x400W CWA 120/277/347 Indoor Enclosed Ballast | 2 x 400 | M59/H33 | CWA | 120/277/347 | 66007738297 |  | 1 |  | 78171254
EMIAFRM4002S-ID3 | M59/H33 2x400W CWI 120/208/240 Indoor Enclosed Ballast | 2 x 400 | M59/H33 | CWI | 120/208/240 | 66007738310 |  | 1 |  | 78101401 / 78151401 / 78101331 / 78151331 |  | 78101331
EMIAJDDZ4002S-ID3 | M59/H33 2x400 CWI 347/480/600 Indoor Enclosed Ballast | 2 x 400 | M59/H33 | CWI | 347/480/600 | 66007738299 |  | 1 |  | 78171401 / 78151401 / 78181401 / 78171331 / 78151331 / 78181331
1000W
E871-W-211-ID2 | M47/H36 1000W CWA 120/208/240/277 Indoor Enclosed Ballast | 1000 | M47/H36 | CWA | 120/208/240/277 | 66007738036 |  | 1 | 78E6592-001 | 74401523 / 78241193 / 78121193 | 47207 | M1000/Multi-I/D / 78101020 / 78241193
E871-FTJ-211-ID2 | M47/H36 1000W CWA 120/277/347 Indoor Enclosed Ballast | 1000 | M47/H36 | CWA | 120/277/347 | 66007738027 |  | 1 |  | 74431523 / 78171193 | 47208 | M1000/Tri-I/D / 78171020 / 78101020 / 78171193
EMIAFRM1000-ID3 | M47/H36 1000W CWI 120/208/240 Indoor Enclosed Ballast | 1000 | M47/H36 | CWI | 120/208/240 | TBA |  | 1 |  | 78101404 / 78151404 / 78101020 / 78151020
EMIAJDDZ1000-ID3 | M47/H36 1000W CWI 347/480/600 Indoor Enclosed Ballast | 1000 | M47/H36 | CWI | 347/480/600 | 66007738313 |  | 1 |  | 78171404 / 78181404 / 78131404 / 78171020 / 78131020 / 78181020 |  | 78-17-1020
1500W
EMCA00W1500-ID3 | M48 1500W CWA 120/208/240/277 Indoor Enclosed Ballast | 1500 | M48 | CWA | 120/208/240/277 | 66007738329 |  | 1 |  | 74401524 / 78241500 / 78121500
EMCAFTJ1500-ID3 | M48 1500W CWA 120/277/347 Indoor Enclosed Ballast | 1500 | M48 | CWA | 120/277/347 | TBA |  | 1 |  | 78171500
EMCA0DDZ1500-ID3 | M48 1500W CWA 480/600 Indoor Enclosed Ballast | 1500 | M48 | CWA | 480/600 | TBA |  | 1
Return to Categories Page
Metal Halide Outdoor Weatherproof HID Ballasts
175W
E871-W-117-OD1 | M57/H39 175W CWA 120/208/240/277 Outdoor Weatherproof Ballast | 175 | M57H39 | CWA | 120/208/240/277 | TBA |  | 1 |  | 77121426
E871-FTJ-117-OD1 | M57/H39 175W CWA 120/277/347 Outdoor Weatherproof Ballast | 175 | M57H39 | CWA | 120/277/347 | 66007738330 |  | 1
EMIAFRM175-OD1 | M57/H39 175W CWI 120/208/240 Outdoor Weatherproof Ballast | 175 | M57H39 | CWI | 120/208/240 | 66007738316 |  | 1 |  | 77101168 / 77101426 / 77151426
EMIAJDDZ175-OD1 | M57/H39 175W CWI 347/480/600 Outdoor Weatherproof Ballast | 175 | M57H39 | CWI | 347/480/600 | TBA |  | 1 |  | 77171168 / 77171426 / 77131426 / 77181426
250W
E871-W-251-OD1 | M58/H37 250W CWA 120/208/240/277 Outdoor Weatherproof Ballast | 250 | M58/H37 | CWA | 120/208/240/277 | TBA |  | 1 |  | 77121388
E871-FTJ-251-OD1 | M58/H37 250W CWA 120/277/347 Outdoor Weatherproof Ballast | 250 | M58/H37 | CWA | 120/277/347 | TBA |  | 1
EMIAFRM250-OD1 | M58/H37 250W CWI 120/208/240 Outdoor Weatherproof Ballast | 250 | M58/H37 | CWI | 120/208/240 | TBA |  | 1 |  | 77101388 / 77101167 / 77151167 / 77151388
EMIAJDDZ250-OD1 | M58/H37 250W CWI 347/480/600 Outdoor Weatherproof Ballast | 250 | M58/H37 | CWI | 347/480/600 | TBA |  | 1 |  | 77171388 / 77131388 / 77181388 / 77181167
400W
EMCA00W400-OD1 | M59/H33 400W CWA 120/208/240/277 Outdoor Weatherproof Ballast | 400 | M59/H33 | CWA | 120/208/240/277 | 66007738319 |  | 1 | 79W6091 | 77121389
E871-FTJ-411-OD1 | M59/H33 400W CWA 120/277/347 Outdoor Weatherproof Ballast | 400 | M59/H33 | CWA | 120/277/347 | TBA |  | 1 |  |  |  | 77-10-1389 / 77-17-1389 & 77-10-1169 / 77-17-1169
EMIAFRM400-OD1 | M59/H33 400W CWI 120/208/240 Outdoor Weatherproof Ballast | 400 | M59/H33 | CWI | 120/208/240 | 66007738320 |  | 1 |  | 77101389 / 77151389 / 77101169
EMIAJDDZ400-OD1 | M59/H33 400W CWI 347/480/600 Outdoor Weatherproof Ballast | 400 | M59/H33 | CWI | 347/480/600 | TBA |  | 1 |  | 77171389 / 77131389 / 77181389 / 77181169 / 7171169
1000W
E871-W-211-OD2 | M47/H36 1000W CWA 120/208/240/277 Outdoor Weatherproof Ballast | 1000 | M47/H36 | CWA | 120/208/240/277 | 66007738318 |  | 1 |  | 77121405
E871-FTJ-211-OD2 | M47/H36 1000W CWA 120/277/347 Outdoor Weatherproof Ballast | 1000 | M47/H36 | CWA | 120/277/347 | TBA |  | 1
EMIAFRM1000-OD3 | M47/H36 1000W CWI 120/208/240 Outdoor Weatherproof Ballast | 1000 | M47/H36 | CWI | 120/208/240 | 66007738311 |  | 1 |  | 77101405 / 77151405 / 77101053
EMIAJDDZ1000-OD3 | M47/H36 1000W CWI 347/480/600 Outdoor Weatherproof Ballast | 1000 | M47/H36 | CWI | 347/480/600 | 66007738317 |  | 1 |  | 77171405 / 77131405 / 77181405 / 77181053
1500W
EMCA00W1500-OD3 | M48 1500W CWA 120/208/240/277 Outdoor Weatherproof Ballast | 1500 | M48 | CWA | 120/208/240/277 | 66007738328 |  | 1 |  | 77241325 / 77151325 / 77121325
EMCAFTJ1500-OD3 | M48 1500W CWA 120/277/347 Outdoor Weatherproof Ballast | 1500 | M48 | CWA | 120/277/347 | TBA |  | 1
EMCA0DDZ1500-OD3 | M48 1500W CWA 480/600 Outdoor Weatherproof Ballast | 1500 | M48 | CWA | 480/600 | TBA |  | 1 |  | 77171325
Return to Categories Page

## HPS INDOOR-OUTDOOR Catalog
SOLA Cat # | Description | LAMP WATTAGE | ANSI CODE | CIRCUIT TYPE | Input Voltage | UPC Codes | Remarks | Case Qty | OLD SOLA (Ballastronix) NUMBER | ADVANCE | SYLVANIA Code | SYLVANIA Description
Return to Categories Page
HPS Indoor Enclosed HID Ballasts
250W
E971-W-SO250-ID2 | S50 250W CWA 120/208/240/277 Indoor Enclosed Ballast | 250 | S50 | CWA | 120/208/240/277 | 66007738076 |  | 1 | 74401508 / 78121391 | 78E8291-001 | 47411 | LU250/Multi-I/D
E971-FTJ-SO250-ID2 | S50 250W CWA 120/277/347 Indoor Enclosed Ballast | 250 | S50 | CWA | 120/277/347 | 66007738062 |  | 1 | 74431508 |  | 47412 | LU250/Tri-I/D
ESIAFRM250-ID2 | S50 250W CWI 120/208/240 Indoor Enclosed Ballast | 250 | S50 | CWI | 120/208/240 | TBA |  | 1 | 78101391 / 78151391
ESIAJDDZ250-ID2 | S50 250W CWI 347/480/600 Indoor Enclosed Ballast | 250 | S50 | CWI | 347/480/600 | TBA |  | 1 | 78171391 / 78131391 / 78181391
400W
E971-W-SO400-ID2 | S51 400W CWA 120/208/240/277 Indoor Enclosed Ballast | 400 | S51 | CWA | 120/208/240/277 | 66007738078 |  | 1 | 74401497 / 78121392 | 78E8493-001 | 47419 | LU400/Multi-I/D
E971-FTJ-SO400-ID2 | S51 400W CWA 120/277/347 Indoor Enclosed Ballast | 400 | S51 | CWA | 120/277/347 | TBA |  | 1 | 74431497 |  | 47420 | LU400/Tri-I/D
ESIAFRM400-ID2 | S51 400W CWI 120/208/240 Indoor Enclosed Ballast | 400 | S51 | CWI | 120/208/240 | TBA |  | 1 | 78101392 / 78151392
ESIAJDDZ400-ID2 | S51 400W CWI 347/480/600 Indoor Enclosed Ballast | 400 | S51 | CWI | 347/480/600 | TBA |  | 1 | 78171392/ 78131392 / 78181392 / 74231497
1000W
E971-W-SO1000-ID3 | S52 1000W CWA 120/208/240/277 Indoor Enclosed Ballast | 1000 | S52 | CWA | 120/208/240/277 | 66007738073 |  | 1 | 78121393 | 78E8793-001 | 47429 | LU1000/Multi-I/D
E971-FTJ-SO1000-ID3 | S52 1000W CWA 120/277/347 Indoor Enclosed Ballast | 1000 | S52 | CWA | 120/277/347 | 66007738060 |  | 1 | 74431543 |  | 47430 | LU1000/Tri-I/D
HPS Outdoor Weatherproof HID Ballasts
250W
E971-W-SO250-OD1 | S50 250W CWA 120/208/240/277 Outdoor Enclosed Ballast | 250 | S50 | CWA | 120/208/240/277 | TBA |  | 1
E971-FTJ-SO250-OD1 | S50 250W CWA 120/277/347 Outdoor Enclosed Ballast | 250 | S50 | CWA | 120/277/347 | TBA |  | 1
ESIAFRM250-OD1 | S50 250W CWI 120/208/240 Outdoor Enclosed Ballast | 250 | S50 | CWI | 120/208/240 | TBA |  | 1 | 77101377 / 77151377
ESIAJDDZ250-OD1 | S50 250W CWI 347/480/600 Outdoor Enclosed Ballast | 250 | S50 | CWI | 347/480/600 | TBA |  | 1 | 77171377 / 77131377 / 77181377
400W
E971-W-SO400-OD1 | S51 400W CWA 120/208/240/277 Outdoor Enclosed Ballast | 400 | S51 | CWA | 120/208/240/277 | TBA |  | 1
E971-FTJ-SO400-OD1 | S51 400W CWA 120/277/347 Outdoor Enclosed Ballast | 400 | S51 | CWA | 120/277/347 | TBA |  | 1
ESIAFRM400-OD1 | S51 400W CWI 120/208/240 Outdoor Enclosed Ballast | 400 | S51 | CWI | 120/208/240 | TBA |  | 1 | 77101378 / 77151378
ESIAJDDZ400-OD1 | S51 400W CWI 347/480/600 Outdoor Enclosed Ballast | 400 | S51 | CWI | 347/480/600 | TBA |  | 1 | 77171378 / 77131378 / 77181378
Return to Categories Page

## Components Catalog
SOLA - COMPONENTS for HID BALLASTS
SOLA Part Number | DESCRIPTION | For Use on Ballast Type | Carton QTY | UPC Codes | SYLVANIA | OLD SOLA (Ballastronix) NUMBER | ADVANCE | ULT (Magnetek)
HPS Standard Ignitors
E37-63-AS-11.1-N | IGNITOR For HPS Reactor Ballasts 35W - 150W | 35W - 150W HPS Reactor's | 1 | TBA | 47875 | BMS004REPL / 90274
E37-63-AS-6.9-N6 | IGNITOR For HPS CWA Ballasts 200W - 400W | 200W - 400W HPS CWA/CWI | 1 | TBA | 47876 | BMS005REPL / 90275 / 90272
E37-63-AS-9.1-N7 | IGNITOR For HPS HX-HPF Ballasts 35W - 150W | 35W - 150W HPS HX-HPF | 1 | TBA | 47877 | BMS006REPL / 90281 / 90269
E37-90-AS-13.1-N1 | IGNITOR For HPS CWA/CWI Ballasts 750 - 1000W | 750W - 1000W HPS CWA/CWI | 1 | TBA | 47878 | BMS020REPL / 90270 / 90280
356-AS-7.9 | Ignitor for 600W & 750W HPS Ballast | 600 & 750W HPS | 1 | TBA
HPS Quick Disconnect Ignitors
E37-90-AS-13.1-N1-QD | Quick Disconnect IGNITOR For HPS CWA/CWI Ballasts 750 - 1000W | 750W - 1000W HPS CWA/CWI | 1 | TBA | 47878 | BMS020REPL / 90270 / 90280
E37-63-AS-6.9-N6-QD | Quick Disconnect IGNITOR For HPS CWA Ballasts 200W - 400W | 200W - 400W HPS CWA/CWI | 1 | TBA | 47876 | BMS005REPL / 90275 / 90272
E37-63-AS-9.1-N7-QD | Quick Disconnect IGNITOR For HPS HX-HPF Ballasts 35W - 150W | 35W - 150W HPS HX-HPF | 1 | TBA | 47877 | BMS006REPL / 90281 / 90269
E37-63-AS-11.1-N-QD | Quick Disconnect IGNITOR For HPS Reactor Ballasts 35W - 150W | 35W - 150W HPS Reactor's | 1 | 66007738414 | 47875 | BMS004REPL / 90274
HPS Timed Shut Off Ignitors
E-44-95-AS-13.1 N1 T | SOLA SafeGuard HPS Timed Ignitor for: CWA, CWA 1000W HPS. | 750 - 1000W HPS CWA/CWI | 1 | TBA |  | BMS021
E-37-63-AS-6.9-N6-SD | SOLA SafeGuard HPS Timed Ignitor for CWA, CWI 100V Lamps | CWA, CWI 100V Lamps | 1 | TBA |  | BMS012
E37-63-AS-9.1-N7 SD | Quick Disconnect IGNITOR for HPS HX-HPF Ballasts 35W-150W | HX: CWA, CWI 52-55V Lamps | 1 | TBA |  | BMS016
E-356-AS-7.9-SD | SOLA SafeGuard HPS Timed Ignitor for CWA 600W S106 or 750W S111 HPS lamp ballasts | 600 - 750W HPS CWA/CWI | 1 | TBA
HPS Long Distance Ignitors
E33-60-BS-9.1 | SOLA Long Distance HPS Ignitor for: CWA, CWA 52 - 55V HPS Lamps | 35W - 150W HPS Reactor's | 1 | TBA
E356-BS-9.1-HPSF | SOLA Long Distance HPS Ignitor for: HX-HPF ballasts 52-55 V HPS lamps | 35W - 150W HPS HX-HPF | 1 | TBA
E356-BS-6.9 A2 | SOLA Long Distance HPS Ignitor for: CWA, CWI ballasts 100V HPS lamps | 200W - 400W HPS CWA/CWI | 1 | TBA
E-37-90-AS-13.1-N1 | SOLA Long Distance HPS Ignitor for: CWA, CWI 1000W HPS ballasts | 1000W HPS CWA/CWI | 1 | TBA
Ignitors for MH Ballasts
E37-63-AS-6.9-N7 | IGNITOR For MH PS CWA Ballasts 200W - 400W | 1750W - 400W MH PS CWA/CWI | 1 | TBA
E-356-AS-100MH | IGNITOR For MH HX HPF Ballast 35-150W | MH HX HPF Ballast 35-100W | 1 | TBA
E-356-AS-1001-MH | IGNITOR For MH 1000W PS Ballasts | IGNITOR For MH 1000W PS Ballasts | 1 | TBA
E-356-AS-118-MH-K | IGNITOR For MH 1200W PS Ballasts | IGNITOR For MH 1200W PS Ballasts | 1 | TBA
E-356-AS-751-MH | IGNITOR For MH 750W PS Ballasts | IGNITOR For MH 750W PS Ballasts | 1 | TBA
Return to Categories Page
Capacitors
Part Number | Description | Use on Ballast Part #
E-HW-045-28-A2 | Capacitor - 4.5 MF 280 VAC | EMZAFTJ39 / EMZA00W39 | 1 | TBA
E-HW-045-33-A2 | Capacitor - 4.5 MF 330 VAC | EMCAFTJ35 / EMCA00W35 | 1 | TBA
E-HW-060-28-A2 | Capacitor - 6 MF 280 VAC | EMZAFTJ50 / EMZA00W50 | 1 | TBA
E-HW-060-30-A2 | Capacitor - 6 MF 300 VAC | EMZAFTJ50 / EMZA00W50 | 1 | TBA
E-HW-070-28-A2 | Capacitor - 7 MF 280 VAC | ESZAFTJ70/ESZA00W70 | 1 | TBA
E-HW-70-30-A2 | Capacitor - 7 MF 300 VAC | ESZAFTJ70/ESZA00W70 | 1 | TBA
E-HW-080-28-A2 | Capacitor - 8 MF 280 VAC | EMZAFTJ70 / EMZA00W70 | 1 | TBA
E-HW-085-48-A2 | Capacitor - 8.5 MF 480 VAC | EMIADDZ175 / EMIAJDDZ175 / EMIAFRM175 | 1 | TBA |  | ACG164
E-HW-100-28-A2 | Capacitor - 10 MF 280 VAC | EMZAFTJ100 / EMZA00W100 / ESZAFTJ100 / ESZA00W100 | 1 | TBA
E-HW-100-40-A2 | Capacitor - 10 MF 400 VAC | E871-FTJ-117 / E871-W-117 | 1 | TBA |  | ACB279
E-HW-120-48-A2 | Capacitor - 12 MF 480 VAC | EMIADDZ250 / EMIAJDDZ250 / EMIAFRM250 | 1 | TBA |  | ACB170
E-HW-140-33-A2 | Capacitor - 14 MF 330 VAC | ESZAFTJ150 / ESZA00W150 | 1 | TBA |  | ACG160
E-HW-150-40-A2 | Capacitor - 15 MF 400 VAC | E871-FTJ-251 / E871-W-251 / EMCAFTJ250 / EMCA00W250 / EMCAFTJ251 / EMCA00W251 / EMCAFTJ1500 | 1 | TBA |  | ACB277
E-HW-160-33-A2 | Capacitor - 16 MF 330 VAC | ESRN00F35 / EMZAFTJ150 / EMZA00W150 | 1 | TBA |  | ACG149 / ACG301
E-HW-160-36-A2 | Capicator - 16 MF 360VAC | ESRN00F35 / EMZAFTJ150 / EMZA00W150 | 1 | TBA
E-HW-195-52-A2 | Capacitor - 19.5 MF 520 VAC |  | 1 | TBA |  | ACB228
E-HW-200-12-A2 | Capacitor - 20 MF 120 VAC | ESRN00F50 | 1 | TBA
E-HW-200-18-A2 | Capacitor - 20 MF 180 VAC | ESRN00F50 | 1 | TBA
E-HW-200-44-A2 | Capacitor - 20 MF 440 VAC | ESRN00F50 / EMIADDZ400 / EMIAJDDZ400 / EMIAFRM400 | 1 | TBA
E-HW-200-56-A2 | Capacitor - 20 MF 560 VAC | ESRN00F50 / EMIADDZ1000 / EMIAJDDZ1000 / EMIAFRM1000 / EMIADDZ400 / EMIAJDDZ400 / EMIAFRM400 | 1 | TBA
E-HW-210-35-A2 | Capacitor - 21 MF 350 VAC | E871-FTJ-320 / E871-W-320 | 1 | TBA
E-HW-210-40-A2 | Capacitor - 21 MF 400 VAC | E871-FTJ-320 / E871-W-320 | 1 | TBA |  | ACB265
E-HW-210-63-A2 | Capacitor - 21 MF 630 VAC | ESIADDZ1000 / ESIAJDDZ1000 / ESIAFRM1000 | 1 | TBA |  | ACB232
E-HW-240-33-A2 | Capacitor - 24 MF 330 VAC | ESIAFRM70 / ESIAFRMJ70 | 1 | TBA |  | ACG213
E-HW-240-40-A2 | Capacitor - 24 MF 400 VAC | E817-FTJ-411 / E871-W-411 / EMCA00W400 / EMCA00W401 | 1 | TBA |  | ACB247
E-HW-240-48-A2 | Capacitor - 24 MF 480 VAC | E817-FTJ-211 / E871-W-211 / EMCA00W1001 | 1 | TBA |  | ACB220
E-HW-260-40-A2 | Capacitor - 26 MF 400 VAC |  | 1 | TBA
E-HW-260-53-A2 | Capacitor - 26 MF 530 VAC | E971-FTJ-SO1000 / E971-W-SO1000 | 1 | TBA |  | ACB264
E-HW-280-30-A2 | Capacitor - 28 MF 300 VAC | ESRN00F70 / ESCAFTJ200 / ESCA00W200 / ESIADDZ250 / ESIAJDDZ250 / ESIAFRM250 | 1 | TBA
E-HW-320-53-A2 | Capacitor - 32 MF 530 VAC | E971-FTJ-SO250 / E971-W-SO250 | 1 | TBA |  | ACB256
E-HW-340-17-A2 | Capacitor - 34 MF 170 VAC | ESIAFRM100 / ESIAFRMJ100 | 1 | TBA
E-HW-350-24-A2 | Capacitor - 35 MF 240 VAC | E971-FTJ-SO250 / E971-W-SO250 | 1 | TBA |  | ACB243
E-HW-360-12-A2 | Capacitor - 36 MF 120 VAC | ESRN00F100 | 1 | TBA
E-HW-360-18-A2 | Capacitor - 36 MF 180 VAC | ESRN00F100 | 1 | TBA
E-HW-375-28-A2 | Capacitor - 37.5 MF 280 VAC |  | 1 | TBA
E-HW-400-30-A2 | Capacitor - 40 MF 300 VAC |  | 1 | TBA |  | ACG004
E-HW-420-24-A2 | Capacitor - 42 MF 240 VAC |  | 1 | TBA
E-HW-430-30-A2 | Capacitor - 43 MF 300 VAC | ESIADDZ400 / ESIAJDDZ400 / ESIAFRM400 | 1 | TBA
E-HW-520-17-A2 | Capacitor - 52 MF 170 VAC | ESIAFRM150 / ESIAFRMJ150 | 1 | TBA |  | ACG005
E-HW-520-24-A2 | Capacitor - 52 MF 240 VAC | ESIAFRM150 / ESIAFRMJ150 | 1 | TBA
E-HW-550-12-A2 | Capacitor - 55 MF 120 VAC | ESRN00F150 | 1 | TBA
E-HW-550-17-A2 | Capacitor - 55 MF 170 VAC | ESRN00F150 | 1 | TBA
E-HW-550-18-A2 | Capacitor - 55 MF 180 VAC | ESRN00F150 | 1 | TBA
E-HW-550-24-A2 | Capacitor - 55 MF 240 VAC | ESRN00F150 / E971-FTJ-SO400 / E971-W-SO400 | 1 | TBA
E-HW-550-25-A2 | Capacitor - 55 MF 250 VAC | ESRN00F150 / E971-FTJ-SO400 / E971-W-SO400 | 1 | TBA
E-HW-550-30-A2 | Capacitor - 55 MF 300 VAC | ESRN00F150 | 1 | TBA |  | ACG255
E-HW-640-30-A2 | Capacitor - 64MF 300VAC | ESCAFTJ600 / ESCA00W600 | 1 | TBA
J-Box for Sign Ballasts and F-Can Ballasts
J-BOX HID | Wiring compartment for F-Can & Sign Ballasts | Wiring compartment for F-Can & Sign Ballasts | 1 | TBA
Return to Categories Page

## Weights
Catalog # | Sales Unit | Units/Carton | Units/Pallet | Ballast Weight LBS | Carton Weight LBS | Pallet Weight LBS | # of Cartons/Pallet | Pallet Dim Loaded Inches
Return to Categories Page
E-356-AS-100MH | 1 | 10 | 2880 | 3.8 | 3.8 | 1125.4 | 288 | 40 x 48 x 38
E-37-63-AS-11.1-N | 1 | 10 | 2880 | 3.8 | 3.8 | 1125.4 | 288 | 40 x 48 x 38
E-37-63-AS-6.9-N6 | 1 | 10 | 2880 | 3.8 | 3.8 | 1125.4 | 288 | 40 x 48 x 38
E-37-63-AS-9.1-N7 | 1 | 10 | 2880 | 3.8 | 3.8 | 1125.4 | 288 | 40 x 48 x 38
E-37-63-AS-9.1-N7 QD | 1 | 10 | 2880 | 3.8 | 3.8 | 1125.4 | 288 | 40 x 48 x 38
E-37-90/AS-13.1-N1 | 1 | 10 | 2700 | 0.32 | 3.27 | 913.9 | 270 | 40 x 48 x 40
E-37-90-AS-13.1 N1 QD | 1 | 10 | 2880 | 3.8 | 3.8 | 1125.4 | 288 | 40 x 48 x 38
E420-F-1110-TP | 4 | 4 | 216 | 11 | 45 | 2489 | 54 | 40 x 48 x 28
E420-F-1110-TP/SW | 4 | 4 | 216 | 11 | 45 | 2489 | 54 | 40 x 48 x 28
E420-F-1215-TP | 4 | 4 | 144 | 16.25 | 66 | 2417 | 36 | 40 x 48 x 24
E420-F-134-TP | 10 | 10 | 600 | 3.5 | 36 | 2195 | 60 | 40 x 48 x 27
E420-F-134-TP/SW | 10 | 10 | 600 | 3.5 | 36 | 2195 | 60 | 40 x 48 x 27
E420-F-2110 | 4 | 4 | 216 | 11 | 45 | 2489 | 54 | 40 x 48 x 28
E420-F-2110/SW | 4 | 4 | 216 | 11 | 45 | 2489 | 54 | 40 x 48 x 28
E420-F-2215-TP | 4 | 4 | 144 | 16.25 | 66 | 2417 | 36 | 40 x 48 x 24
E420-F-230/TP | 10 | 10 | 600 | 3.5 | 36 | 2195 | 60 | 40 x 48 x 27
E420-F-234 | 10 | 10 | 600 | 3.5 | 36 | 2195 | 60 | 40 x 48 x 27
E420-F-234 SW | 10 | 10 | 600 | 3.5 | 36 | 2195 | 60 | 40 x 48 x 27
E420-J-1110-TP | 4 | 4 | 216 | 11 | 45 | 2489 | 54 | 40 x 48 x 28
E420-J-1110-TP/SW | 4 | 4 | 216 | 11 | 45 | 2489 | 54 | 40 x 48 x 28
E420-J-1215-TP | 4 | 4 | 144 | 16.25 | 66 | 2417 | 36 | 40 x 48 x 24
E420-J-134 | 10 | 10 | 600 | 3.5 | 36 | 2195 | 60 | 40 x 48 x 27
E420-J-134-TP | 10 | 10 | 600 | 3.5 | 36 | 2195 | 60 | 40 x 48 x 27
E420-J-134-TP/SW | 10 | 10 | 600 | 3.5 | 36 | 2195 | 60 | 40 x 48 x 27
E420-J-2110 | 4 | 4 | 216 | 11 | 45 | 2489 | 54 | 40 x 48 x 28
E420-J-2110/SW | 4 | 4 | 216 | 11 | 45 | 2489 | 54 | 40 x 48 x 28
E420-J-2215-TP | 4 | 4 | 144 | 16.25 | 66 | 2417 | 36 | 40 x 48 x 24
E420-J-234 | 10 | 10 | 600 | 3.5 | 36 | 2195 | 60 | 40 x 48 x 27
E420-J-234/SW | 10 | 10 | 600 | 3.5 | 36 | 2195 | 60 | 40 x 48 x 27
E420-M-134-TP | 10 | 10 | 600 | 3.5 | 36 | 2195 | 60 | 40 x 48 x 27
E420-M-134-TP/SW | 10 | 10 | 600 | 3.5 | 36 | 2195 | 60 | 40 x 48 x 27
E420-M-234 | 10 | 10 | 600 | 3.5 | 36 | 2195 | 60 | 40 x 48 x 27
E420-M-234/SW | 10 | 10 | 600 | 3.5 | 36 | 2195 | 60 | 40 x 48 x 27
E420-T-1110-TP | 4 | 4 | 216 | 11 | 45 | 2489 | 54 | 40 x 48 x 28
E420-T-1110-TP/SW | 4 | 4 | 216 | 11 | 45 | 2489 | 54 | 40 x 48 x 28
E420-T-1215-TP | 4 | 4 | 144 | 16.25 | 66 | 2417 | 36 | 40 x 48 x 24
E420-T-134-TP | 10 | 10 | 600 | 3.5 | 36 | 2195 | 60 | 40 x 48 x 27
E420-T-134-TP/SW | 10 | 10 | 600 | 3.5 | 36 | 2195 | 60 | 40 x 48 x 27
E420-T-2110 | 4 | 4 | 216 | 11 | 45 | 2489 | 54 | 40 x 48 x 28
E420-T-2110/SW | 4 | 4 | 216 | 11 | 45 | 2489 | 54 | 40 x 48 x 28
E420-T-2215-TP | 4 | 4 | 144 | 16.25 | 66 | 2417 | 36 | 40 x 48 x 24
E420-T-234 | 10 | 10 | 600 | 3.5 | 36 | 2195 | 60 | 40 x 48 x 27
E420-T-234/SW | 10 | 10 | 600 | 3.5 | 36 | 2195 | 60 | 40 x 48 x 27
E420-Z-2110 | 4 | 4 | 216 | 11 | 45 | 2489 | 54 | 40 x 48 x 28
E420-Z-2110/SW | 4 | 4 | 216 | 11 | 45 | 2489 | 54 | 40 x 48 x 28
E420-Z-2215-TP | 4 | 4 | 144 | 16.25 | 66 | 2417 | 36 | 40 x 48 x 24
E428-F-232-TP | 10 | 10 | 600 | 3.5 | 36 | 2195 | 60 | 40 x 48 x 27
E428-J-232-TP | 10 | 10 | 600 | 3.5 | 36 | 2195 | 60 | 40 x 48 x 27
E450-F-132-TP | 8 | 8 | 384 | 6 | 49 | 2390 | 48 | 40 x 48 x 24
E450-F-160-TP | 6 | 6 | 288 | 8 | 49 | 2391 | 48 | 40 x 48 x 24
E450-F-160-TP/SW | 6 | 6 | 288 | 8 | 49 | 2391 | 48 | 40 x 48 x 24
E450-F-232-TP | 8 | 8 | 384 | 6 | 49 | 2391 | 48 | 40 x 48 x 24
E450-F-232-TP/SW | 8 | 8 | 384 | 6 | 49 | 2391 | 48 | 40 x 48 x 24
E450-F-260 | 6 | 6 | 288 | 8 | 49 | 2391 | 48 | 40 x 48 x 24
E450-F-260/SW | 6 | 6 | 288 | 8 | 49 | 2391 | 48 | 40 x 48 x 24
E450-F-260-ECF | 6 | 6 | 288 | 8 | 49 | 2391 | 48 | 40 x 48 x 23
E450-J-160-TP | 6 | 6 | 288 | 8 | 49 | 2391 | 48 | 40 x 48 x 24
E450-J-160-TP/SW | 6 | 6 | 288 | 8 | 49 | 2391 | 48 | 40 x 48 x 24
E450-J-260 | 6 | 6 | 288 | 8 | 49 | 2391 | 48 | 40 x 48 x 24
E450-J-260/SW | 6 | 6 | 288 | 8 | 49 | 2391 | 48 | 40 x 48 x 24
E450-T-160-TP | 6 | 6 | 288 | 8 | 49 | 2391 | 48 | 40 x 48 x 24
E450-T-160-TP/SW | 6 | 6 | 288 | 8 | 49 | 2391 | 48 | 40 x 48 x 24
E450-T-232-TP | 8 | 8 | 384 | 6 | 49 | 2391 | 48 | 40 x 48 x 24
E450-T-232-TP/SW | 8 | 8 | 384 | 6 | 49 | 2391 | 48 | 40 x 48 x 24
E450-T-260 | 6 | 6 | 288 | 8 | 49 | 2391 | 48 | 40 x 48 x 24
E450-T-260/SW | 6 | 6 | 288 | 8 | 49 | 2391 | 48 | 40 x 48 x 24
E450-Z-260 | 6 | 6 | 288 | 8 | 49 | 2391 | 48 | 40 x 48 x 24
E450-Z-260/SW | 6 | 6 | 288 | 8 | 49 | 2391 | 48 | 40 x 48 x 24
E620-F-120-TP | 10 | 10 | 600 | 3.5 | 36 | 2195 | 60 | 40 x 48 x 27
E620-F-1236110-TP | 4 | 4 | 216 | 11 | 45 | 2490 | 54 | 40 x 48 x 28
E620-F-1288-TP | 4 | 4 | 216 | 11 | 45 | 2489 | 54 | 40 x 48 x 28
E620-F-2163110-TP | 4 | 4 | 216 | 11 | 45 | 2490 | 54 | 40 x 48 x 28
E620-F-220-TP-LST | 10 | 10 | 640 | 3.5 | 36 | 2337 | 64 | 40 x 48 x 32
E620-F-234137-TP | 1 | 1 | 110 | 21 | 21.2 | 2375 | 110 | 40 x 48 x 24
E620-F-2345088-TP | 4 | 4 | 216 | 11 | 45 | 2490 | 54 | 40 x 48 x 28
E620-F-23488-TP | 4 | 4 | 144 | 16.25 | 66 | 2417 | 36 | 40 x 48 x 24
E620-F-240-TP | 10 | 10 | 640 | 3.5 | 36 | 2337 | 64 | 40 x 48 x 32
E620-F-240-TP-LST | 10 | 10 | 640 | 3.5 | 36 | 2337 | 64 | 40 x 48 x 32
E620-F-45650110-TP | 1 | 1 | 110 | 21 | 21.2 | 2375 | 110 | 40 x 48 x 24
E620-F-45688110-TP | 1 | 1 | 110 | 21 | 21.2 | 2375 | 110 | 40 x 48 x 24
E620-J-120 | 10 | 10 | 600 | 3.5 | 36 | 2195 | 60 | 40 x 48 x 27
E620-J-120-TP | 10 | 10 | 600 | 3.5 | 36 | 2195 | 60 | 40 x 48 x 27
E620-J-1288 TP | 4 | 4 | 216 | 11 | 45 | 2489 | 54 | 40 x 48 x 28
E620-J-220 | 10 | 10 | 600 | 3.5 | 36 | 2195 | 60 | 40 x 48 x 27
E620-J-220-TP | 10 | 10 | 600 | 3.5 | 36 | 2195 | 60 | 40 x 48 x 27
E629C-F-3240-TP | 24 | 24 | 864 | 2.8 | 67.5 | 2465 | 36 | 40 x 48 x 31 1/2
E634-F-113-TP | 40 | 40 | 4000 | 0.5 | 21 | 2140 | 100 | 40 x 48 x 38
E650-F-155-TP | 8 | 8 | 384 | 6 | 49 | 2390 | 48 | 40 x 48 x 24
E650-F-275-TP | 6 | 6 | 384 | 6 | 37 | 2406 | 64 | 40 x 48 x 32
E670-F-220-TP | 6 | 6 | 288 | 8 | 49 | 2391 | 48 | 40 x 48 x 24
E-728-F-232 | 10 | 10 | 960 | 2.5 | 26 | 2573 | 96 | 40 x 48 x 40
E-728-T-232 | 10 | 10 | 960 | 2.5 | 26 | 2573 | 96 | 40 x 48 x 40
E-755-U-254 | 10 | 10 | 1080 | 2.1 | 22 | 2453 | 108 | 40 x 48 x 48
E-758-F-232 | 10 | 10 | 960 | 2.5 | 26 | 2573 | 96 | 40 x 48 x 40
E-758-F-232 SC | 20 | 20 | 1440 | 1.6 | 33 | 2453 | 72 | 40 x 48 x 36
E-758-F-232-HL | 10 | 10 | 960 | 2.5 | 26 | 2573 | 96 | 40 x 48 x 40
E-758-F-259 | 10 | 10 | 900 | 2.7 | 28 | 2597 | 90 | 40 x 48 x 40
E-758-F-259SC | 20 | 20 | 1680 | 1.45 | 30 | 2597 | 84 | 40 x 48 x 39
E-758-F-332 | 10 | 10 | 960 | 2.5 | 26 | 2573 | 96 | 40 x 48 x 40
E-758-F-332SC | 20 | 20 | 2060 | 1.15 | 24 | 2549 | 103 | 40 x 48 x 48
E-758-F-432SC | 20 | 20 | 1680 | 1.45 | 30 | 2597 | 84 | 40 x 48 x 39
E-758-F-132 SC | 20 | 20 | 1440 | 1.6 | 33 | 2453 | 72 | 40 x 48 x 36
E-758-J-232 SC | 20 | 20 | 1440 | 1.6 | 33 | 2453 | 72 | 40 x 48 x 36
E-758-J-259 | 10 | 10 | 900 | 2.7 | 28 | 2597 | 90 | 40 x 48 x 40
E-758-J-432 | 10 | 10 | 900 | 2.7 | 28 | 2597 | 90 | 40 x 48 x 40
E-758-T-232SC | 20 | 20 | 1440 | 1.6 | 33 | 2453 | 72 | 40 x 48 x 36
E-758-T-232-HL | 10 | 10 | 960 | 2.5 | 26 | 2573 | 96 | 40 x 48 x 40
E-758-T-259SC | 20 | 20 | 1680 | 1.45 | 30 | 2597 | 84 | 40 x 48 x 39
E-758-T-332 | 10 | 10 | 960 | 2.5 | 26 | 2573 | 96 | 40 x 48 x 40
E-758-T-432 | 10 | 10 | 900 | 2.7 | 28 | 2597 | 90 | 40 x 48 x 40
E-758-U-232 SC | 20 | 20 | 2160 | 1.1 | 23 | 2561 | 108 | 40 x 48 x 48
E-758-U-332 | 10 | 10 | 1080 | 2.1 | 22 | 2453 | 108 | 40 x 48 x 44
E-758-U-432 | 10 | 10 | 1080 | 2.1 | 22 | 2453 | 108 | 40 x 48 x 44
E-758-U-432SC | 20 | 20 | 1680 | 1.45 | 30 | 2597 | 84 | 40 x 48 x 39
E871-DD-117 | 1 | 1 | 240 | 8.2 | 8.2 | 1999 | 240 | 40 x 48 x 36
E871-DD-211 | 1 | 1 | 100 | 24 | 24 | 2431 | 100 | 40 x 48 x 26
E871-DD-251 | 1 | 1 | 210 | 10.4 | 10.4 | 2215 | 210 | 40 x 48 x 36
E871-DD-320 | 1 | 1 | 210 | 11 | 11 | 2341 | 210 | 40 x 48 x 36
E871-DD-411 | 1 | 1 | 175 | 13 | 13.3 | 2358.5 | 175 | 40 x 48 x 31
E871-FM-251 | 1 | 1 | 210 | 10 | 10 | 2131 | 210 | 40 x 48 x 36
E871-FTJ-117 | 1 | 1 | 240 | 7.5 | 7.85 | 1915 | 240 | 40 x 48 x 36
E871-FTJ-117-ID1 | 1 | 1 | 60 | 19.6 | 19.6 | 1207 | 60 | 40 x 48 x 35.50
E871-FTJ-117-OD1 | 1 | 1 | 75 | 19.6 | 19.6 | 1501 | 75 | 40 x 48 x 40
E871-FTJ-211 | 1 | 1 | 100 | 21.5 | 21.5 | 2181 | 100 | 40 x 48 x 26
E871-FTJ-211-ID2 | 1 | 1 | 50 | 38.3 | 38.3 | 1946 | 50 | 40 x 48 x 40
E871-FTJ-251 | 1 | 1 | 210 | 10 | 10 | 2131 | 210 | 40 x 48 x 36
E871-FTJ-251-ID2 | 1 | 1 | 60 | 22.3 | 22.3 | 1369 | 60 | 40 x 48 x 35.50
E871-FTJ-320 | 1 | 1 | 175 | 12.25 | 12.55 | 2227.25 | 175 | 40 x 48 x 31
E871-FTJ-411 | 1 | 1 | 175 | 13 | 13.3 | 2358.5 | 175 | 40 x 48 x 31
E871-FTJ-411-ID2 | 1 | 1 | 40 | 30 | 30.5 | 1251 | 40 | 40 x 48 x 33.50
E871-W-117 | 1 | 1 | 240 | 7.7 | 7.7 | 1879 | 240 | 40 x 48 x 36
E871-W-117-ID1 | 1 | 1 | 60 | 19.6 | 20 | 1231 | 60 | 40 x 48 x 35.50
E871-W-211 | 1 | 1 | 100 | 21.5 | 21.5 | 2181 | 100 | 40 x 48 x 26
E871-W-211/ID2 | 1 | 1 | 40 | 38 | 38 | 1551 | 40 | 40 x 48 x 34
E871-W-211CL | 1 | 1 | 100 | 21.5 | 21.5 | 2181 | 100 | 40 x 48 x 26
E871-W-211-ID2 | 1 | 1 | 40 | 37 | 37.5 | 1531 | 40 | 40 x 48 x 33.50
E871-W-211-OD2 | 1 | 1 | 50 | 37 | 37 | 1881 | 50 | 40 x 48 x 35
E871-W-251 | 1 | 1 | 210 | 10 | 10 | 2131 | 210 | 40 x 48 x 36
E871-W-251/ID1 | 1 | 1 | 60 | 22.3 | 22.7 | 1393 | 60 | 40 x 48 x 35.50
E871-W-320 | 1 | 1 | 175 | 11.8 | 12.1 | 2148.5 | 175 | 40 x 48 x 31
E871-W-411 | 1 | 1 | 175 | 13 | 13 | 2306 | 175 | 40 x 48 x 31
E871-W-411CL | 1 | 1 | 175 | 13 | 13.3 | 2358.5 | 175 | 40 x 48 x 31
EMCA00W400-ID2 | 1 | 1 | 40 | 29.3 | 29.3 | 1251 | 40 | 40 x 48 x 33.50
E871-WDD-117 | 1 | 1 | 240 | 8.2 | 8.2 | 1999 | 240 | 40 x 48 x 36
E871-WDD-211 | 1 | 1 | 100 | 24 | 24 | 2431 | 100 | 40 x 48 x 26
E871-WDD-251 | 1 | 1 | 210 | 10.4 | 10.4 | 2215 | 210 | 40 x 48 x 36
E871-WDD-411 | 1 | 1 | 175 | 14 | 14 | 2481 | 175 | 40 x 48 x 31
E971-DD-SO1000 | 1 | 1 | 75 | 29 | 29 | 2206 | 75 | 40 x 48 x 21
E971-DD-SO150 | 1 | 1 | 240 | 9.25 | 9.25 | 2251 | 240 | 40 x 48 x 36
E971-DD-SO250 | 1 | 1 | 175 | 12 | 12 | 2131 | 175 | 40 x 48 x 31
E971-DD-SO400 | 1 | 1 | 140 | 15 | 15 | 2131 | 140 | 40 x 48 x 26
E971-DD-SO400TF | 1 | 1 | 140 | 14.6 | 14.6 | 2075 | 140 | 40 x 48 x 26
E971-FTJ-SO1000 | 1 | 1 | 75 | 29 | 29 | 2206 | 75 | 40 x 48 x 21
E971-FTJ-SO1000-ID3 | 1 | 1 | 40 | 50.5 | 50.5 | 2051 | 40 | 40 x 48 x 34
E971-FTJ-SO150 | 1 | 1 | 240 | 9.25 | 9.25 | 2251 | 240 | 40 x 48 x 36
E971-FTJ-SO250 | 1 | 1 | 175 | 11.9 | 11.9 | 2113.5 | 175 | 40 x 48 x 31
E971-FTJ-SO250-ID2 | 1 | 1 | 40 | 29.5 | 29.5 | 1211 | 40 | 40 x 48 x 34
E971-FTJ-SO400 | 1 | 1 | 140 | 14.5971 | 14.6 | 2074.594 | 140 | 48 X 40 X 27.56
E971-FTJ-SO400-ID2 | 1 | 1 | 40 | 31 | 31 | 1271 | 40 | 48 X 40 X 33.5
E971-WDD-SO1000 | 1 | 1 | 75 | 31 | 31 | 2356 | 75 | 40 x 48 x 21
E971-WDD-SO250 | 1 | 1 | 175 | 12.8 | 12.8 | 2271 | 175 | 40 x 48 x 31
E971-WDD-SO400 | 1 | 1 | 140 | 15 | 15 | 2131 | 140 | 40 x 48 x 26
E971-W-SO1000 | 1 | 1 | 75 | 29 | 29 | 2206 | 75 | 40 x 48 x 21
E971-W-SO1000CL | 1 | 1 | 70 | 29 | 29 | 2061 | 70 | 40 x 48 x 16
E971-W-SO150 | 1 | 1 | 240 | 9.25 | 9.25 | 2251 | 240 | 40 x 48 x 36
E971-W-SO250 | 1 | 1 | 210 | 11.6 | 11.6 | 2467 | 210 | 40 x 48 x 36
E971-W-SO250-ID2 | 1 | 1 | 40 | 29.5 | 29.5 | 1211 | 40 | 40 x 48 x 34
E971-W-SO400 | 1 | 1 | 140 | 14.6 | 14.6 | 2075 | 140 | 48 X 40 X 26
E971-W-SO400CL | 1 | 1 | 140 | 14.6 | 14.6 | 2075 | 140 | 40 x 48 x 26
E971-W-SO400-ID2 | 1 | 1 | 50 | 32.5 | 32.5 | 1656 | 50 | 40 x 48 x 40
EMCA00W1001 | 1 | 1 | 100 | 23 | 23.5 | 2381 | 100 | 40 x 48 x 26
EMCA00W1500 | 1 | 1 | 75 | 30 | 30 | 2281 | 75 | 40 x 48 x 21
EMCA00W1500-ID3 | 1 | 1 | 40 | 52 | 52 | 2111 | 40 | 40 x 48 x 34
EMCA00W1500-OD3 | 1 | 1 | 50 | 42.7 | 42.7 | 2166 | 50 | 40 x 48 x 35
EMCA00W151 | 1 | 1 | 240 | 8.3 | 8.3 | 2023 | 240 | 40 x 48 x 36
EMCA00W171 | 1 | 1 | 240 | 8.2 | 8.2 | 1999 | 240 | 40 x 48 x 36
EMCA00W200 | 1 | 1 | 240 | 8.3 | 8.3 | 2023 | 240 | 40 x 48 x 36
EMCA00W250 | 1 | 1 | 210 | 10.5 | 10.5 | 2236 | 210 | 40 x 48 x 32
EMCA00W251 | 1 | 1 | 210 | 10.5 | 10.5 | 2236 | 210 | 40 x 48 x 36
EMCA00W2x250-ID2 | 1 | 1 | 40 | 33.5 | 33.5 | 1371 | 40 | 40 x 48 x 34
EMCA00W325 | 1 | 1 | 175 | 11.8 | 11.8 | 2096 | 175 | 40 x 48 x 31
EMCA00W351 | 1 | 1 | 175 | 11.8 | 12.1 | 2148.5 | 175 | 40 x 48 x 31
EMCA00W400 | 1 | 1 | 175 | 13 | 13 | 2306 | 175 | 40 x 48 x 31
EMCA00W4002S-ID3 | 1 | 1 | 40 | 47.5 | 47.5 | 1931 | 40 | 40 x 48 x 34
EMCA00W400-CL | 1 | 1 | 175 | 13 | 13 | 2306 | 175 | 40 x 48 x 31
EMCA00W400-OD1 | 1 | 1 | 75 | 25 | 25 | 1906 | 75 | 40 x 48 x 40
EMCA00W401 | 1 | 1 | 175 | 11.8 | 11.8 | 2096 | 175 | 40 x 48 x 31
EMCA00W451 | 1 | 1 | 140 | 15.4 | 15.7 | 2229 | 140 | 40 x 48 x 26
EMCA00W71 | 1 | 1 | 270 | 5.8 | 5.8 | 1597 | 270 | 40 x 48 x 40
EMCA00W751 | 1 | 1 | 100 | 20 | 20 | 2031 | 100 | 40 x 48 x 26
EMCA0DD1001 | 1 | 1 | 100 | 23 | 23 | 2331 | 100 | 40 x 48 x 26
EMCA0DD1500 | 1 | 1 | 75 | 30 | 30 | 2281 | 75 | 40 x 48 x 21
EMCA0DD171 | 1 | 1 | 240 | 8.5 | 8.5 | 2071 | 240 | 40 x 48 x 36
EMCA0DD200 | 1 | 1 | 240 | 8.5 | 8.5 | 2071 | 240 | 40 x 48 x 36
EMCA0DD250 | 1 | 1 | 210 | 10 | 10 | 2204.5 | 210 | 40 x 48 x 32.25
EMCA0DD251 | 1 | 1 | 210 | 11 | 11 | 2341 | 210 | 40 x 48 x 36
EMCA0DD351 | 1 | 1 | 175 | 11.8 | 11.8 | 2096 | 175 | 40 x 48 x 31
EMCA0DD401 | 1 | 1 | 175 | 12 | 12 | 2131 | 175 | 40 x 48 x 31
EMCA0DD451 | 1 | 1 | 140 | 16 | 16 | 2271 | 140 | 40 x 48 x 26
EMCA0DD751 | 1 | 1 | 100 | 20 | 20 | 2031 | 100 | 40 x 48 x 26
EMCA0FJ250F | 1 | 4 | 144 | 62 | 62.65 | 2286.4 | 36 | 40 x 48 x 31.50
EMCA0FJ400F | 1 | 1 | 96 | 22.5 | 22.8 | 2219.8 | 96 | 40 x 48 x 18.50
EMCA0FM1125 | 1 | 1 | 75 | 26.5 | 26.5 | 2018.5 | 75 | 40 x 48 x 21
EMCA0FT175F | 1 | 4 | 180 | 13 | 52.65 | 2400.25 | 45 | 40 x 48 x 27
EMCA0FT250F | 1 | 4 | 144 | 62 | 62.65 | 2286.4 | 36 | 40 x 48 x 31.50
EMCA0FT250F | 1 | 4 | 144 | 15.25 | 61.65 | 2250.4 | 36 | 40 x 48 x 32
EMCA0FT400F | 1 | 1 | 96 | 22.5 | 22.5 | 2191 | 96 | 40 x 48 x 19
EMCAFTJ1001 | 1 | 1 | 100 | 23 | 23.5 | 2381 | 100 | 40 x 48 x 26
EMCAFTJ1500 | 1 | 1 | 100 | 23.5 | 24 | 2431 | 100 | 40 x 48 x 26
EMCAFTJ1500-ID3 | 1 | 1 | 40 | 52 | 52 | 2111 | 40 | 40 x 48 x 34
EMCAFTJ151 | 1 | 1 | 240 | 8.3 | 8.65 | 2107 | 240 | 40 x 48 x 36
EMCAFTJ171 | 1 | 1 | 240 | 8 | 8.35 | 2035 | 240 | 40 x 48 x 36
EMCAFTJ175F | 1 | 1 | 165 | 13 | 13 | 2176 | 165 | 40 x 48 x 21
EMCAFTJ200 | 1 | 1 | 240 | 8.5 | 8.85 | 2155 | 240 | 40 x 48 x 36
EMCAFTJ250 | 1 | 1 | 210 | 10.5 | 10.5 | 2236 | 210 | 40 x 48 x 32
EMCAFTJ250F | 1 | 1 | 154 | 15.5 | 15.5 | 2418 | 154 | 40 x 48 x 26
EMCAFTJ251 | 1 | 1 | 210 | 11 | 11.3 | 2404 | 210 | 40 x 48 x 36
EMCAFTJ35 | 1 | 1 | 240 | 4 | 4.35 | 1075 | 240 | 40 x 48 x 36
EMCAFTJ351 | 1 | 1 | 175 | 12.25 | 12.55 | 2227.25 | 175 | 40 x 48 x 31
EMCAFTJ4002S-ID3 | 1 | 1 | 40 | 47.5 | 47.5 | 1931 | 40 | 40 x 48 x 34
EMCAFTJ-400F | 1 | 1 | 96 | 22.5 | 22.5 | 2191 | 96 | 40 x 48 x 19
EMCAFTJ401 | 1 | 1 | 175 | 12 | 12 | 2131 | 175 | 40 x 48 x 31
EMCAFTJ451 | 1 | 1 | 140 | 15.5 | 15.8 | 2243 | 140 | 40 x 48 x 26
EMCAFTJ71 | 1 | 1 | 240 | 5.8 | 6.15 | 1507 | 240 | 40 x 48 x 36
EMCAFTJ751 | 1 | 1 | 100 | 20 | 20.5 | 2081 | 100 | 40 x 48 x 26
EMCAFTJDD1001 | 1 | 1 | 75 | 24.5 | 25 | 1906 | 75 | 40 x 48 x 21
EMCAWDD251 | 1 | 1 | 210 | 11 | 11 | 2341 | 210 | 40 x 48 x 36
EMCAWDD400 | 1 | 1 | 175 | 13.5 | 13.5 | 2393.5 | 175 | 40 x 48 x 31
EMCAWDD401 | 1 | 1 | 175 | 14 | 14 | 2481 | 175 | 40 x 48 x 31
EMIADDZ1000 | 1 | 1 | 50 | 33 | 33.5 | 1706 | 50 | 40 x 48 x 16
EMIADDZ175 | 1 | 1 | 240 | 9.5 | 9.85 | 2395 | 240 | 40 x 48 x 36
EMIADDZ250 | 1 | 1 | 175 | 11.6 | 11.9 | 2113.5 | 175 | 40 x 48 x 31
EMIADDZ400 | 1 | 1 | 105 | 18 | 18 | 1921 | 105 | 40 x 48 x 21
EMIAFRM1000 | 1 | 1 | 50 | 33 | 33 | 1681 | 50 | 40 x 48 x 16
EMIAFRM1000-ID3 | 1 | 1 | 40 | 53 | 53 | 2151 | 40 | 40 x 48 x 34
EMIAFRM1000-OD3 | 1 | 1 | 50 | 43 | 43 | 2181 | 50 | 40 x 48 x 35
EMIAFRM175 | 1 | 1 | 240 | 9.5 | 9.5 | 2311 | 240 | 40 x 48 x 36
EMIAFRM175-ID1 | 1 | 1 | 75 | 21.2 | 21.2 | 1621 | 75 | 40 x 48 x 36
EMIAFRM175-OD1 | 1 | 1 | 75 | 21 | 21 | 1606 | 75 | 40 x 48 x 40
EMIAFRM250 | 1 | 1 | 210 | 11.5 | 11.5 | 2446 | 210 | 40 x 48 x 36
EMIAFRM250 0D | 1 | 1 | 75 | 26 | 26 | 1981 | 75 | 40 x 48 x 40
EMIAFRM250-ID1 | 1 | 1 | 75 | 23.8 | 23.8 | 1816 | 75 | 40 x 48 x 36
EMIAFRM2502S-ID2 | 1 | 1 | 40 | 41 | 41 | 1671 | 40 | 40 x 48 x 34
EMIAFRM400 | 1 | 1 | 105 | 18 | 18 | 1921 | 105 | 40 x 48 x 21
EMIAFRM4002S-ID3 | 1 | 1 | 40 | 54 | 54 | 2191 | 40 | 40 x 48 x 34
EMIAFRM400-ID2 | 1 | 1 | 40 | 35 | 35 | 1431 | 40 | 40 x 48 x 34
EMIAJDDZ1000 | 1 | 1 | 50 | 33 | 33 | 1681 | 50 | 40 x 48 x 16
EMIAJDDZ1000-ID3 | 1 | 1 | 40 | 53 | 53 | 2151 | 40 | 40 x 48 x 34
EMIAJDDZ1000-OD3 | 1 | 1 | 50 | 43 | 43 | 2181 | 50 | 40 x 48 x 35
EMIAJDDZ175 | 1 | 1 | 240 | 9.5 | 9.5 | 2311 | 240 | 40 x 48 x 36
EMIAJDDZ250 | 1 | 1 | 210 | 11.6 | 11.6 | 2467 | 210 | 40 x 48 x 36
EMIAJDDZ250 2S | 1 | 1 | 100 | 23.6 | 23.6 | 2391 | 100 | 40 x 48 x 26
EMIAJDDZ250-ID1 | 1 | 1 | 75 | 23.8 | 23.8 | 1816 | 75 | 40 x 48 x 36
EMIAJDDZ2502S-ID2 | 1 | 1 | 40 | 41 | 41 | 1671 | 40 | 40 x 48 x 34
EMIAJDDZ250-OD1 | 1 | 1 | 75 | 26 | 26 | 1981 | 75 | 40 x 48 x 40
EMIAJDDZ400 | 1 | 1 | 105 | 18 | 18 | 1921 | 105 | 40 x 48 x 21
EMIAJDDZ4002S-ID3 | 1 | 1 | 40 | 53 | 53 | 2151 | 40 | 40 x 48 x 34
EMIAJDDZ400-NC-OEM | 100 | 100 | 100 | 17.5 | 1775 | 1781 | 100 | 40 x 48 x 16.75
EMZA00W100 | 1 | 1 | 240 | 6 | 6 | 1471 | 240 | 40 x 48 x 36
EMZA00W150 | 1 | 1 | 270 | 8.2 | 8.2 | 2245 | 270 | 40 x 48 x 40
EMZA00W152 | 1 | 1 | 270 | 8.5 | 8.5 | 2326 | 270 | 40 x 48 x 40
EMZA00W39 | 1 | 1 | 270 | 4.9 | 4.9 | 1354 | 270 | 40 x 48 x 40
EMZA00W50 | 1 | 1 | 240 | 4.1 | 4.1 | 1015 | 240 | 40 x 48 x 36
EMZA00W70 | 1 | 1 | 270 | 5.5 | 5.5 | 1516 | 270 | 40 x 48 x 40
EMZA0FJ100F | 1 | 4 | 180 | 46.4 | 47 | 2146 | 45 | 40 x 48 x 26.63
EMZA0FJ39F | 1 | 4 | 252 | 36 | 36.6 | 2336.8 | 63 | 40 x 48 x 34.88
EMZA0FJ50F | 1 | 4 | 252 | 8.5 | 34.6 | 2210.8 | 63 | 40 x 48 x 35
EMZA0FJ70F | 1 | 4 | 180 | 46 | 46.6 | 2128 | 45 | 40 x 48 x 26.63
EMZA0FJ72F | 1 | 1 | 198 | 11.9 | 11.9 | 2387.2 | 198 | 40 x 48 x 24
EMZA0FT100 | 1 | 1 | 240 | 6 | 6 | 1471 | 240 | 40 x 48 x 36
EMZA0FT100F | 1 | 4 | 180 | 11.6 | 47 | 2146 | 45 | 40 x 48 x 27
EMZA0FT150F | 1 | 4 | 144 | 15.5 | 62.65 | 2286.4 | 36 | 40 x 48 x 32
EMZA0FT50F | 1 | 4 | 288 | 8.5 | 34 | 2479 | 72 | 40 x 48 x 39
EMZA0FT70F | 1 | 1 | 198 | 11.5 | 11.5 | 2308 | 198 | 40 x 48 x 24
EMZAFTJ100 | 1 | 1 | 270 | 6.5 | 6.5 | 1786 | 270 | 40 x 48 x 40
EMZAFTJ100F | 1 | 1 | 198 | 11.6 | 11.6 | 2327.8 | 198 | 40 x 48 x 24
EMZAFTJ150 | 1 | 1 | 270 | 8.2 | 8.2 | 2245 | 270 | 40 x 48 x 40
EMZAFTJ150F | 1 | 4 | 144 | 15.5 | 62.65 | 2286.4 | 36 | 40 x 48 x 32
EMZAFTJ152 | 1 | 1 | 240 | 8.5 | 8.85 | 2155 | 240 | 40 x 48 x 36
EMZAFTJ35 | 1 | 1 | 240 | 4.5 | 4.85 | 1195 | 240 | 40 x 48 x 36
EMZAFTJ39 | 1 | 1 | 240 | 4.5 | 4.85 | 1195 | 240 | 40 x 48 x 36
EMZAFTJ50 | 1 | 1 | 270 | 4.1 | 4.1 | 1138 | 270 | 40 x 48 x 40
EMZAFTJ50F | 1 | 1 | 264 | 8.5 | 8.5 | 2275 | 264 | 40 x 48 x 30
EMZAFTJ70 | 1 | 1 | 240 | 5.7 | 5.7 | 1483 | 240 | 40 x 48 x 36
EMZAFTJ70 | 1 | 441 | n/a | 5.1 | n/a | 2300 | n/a | n/a
EMZAFTJ70F | 1 | 1 | 180 | 11.5 | 11.5 | 2101 | 180 | 40 x 48 x 20
ERSF-117/TP | 16 | 16 | 960 | 2.3 | 38 | 2315 | 60 | 40 x 48 x 28
ERSF-125/TP | 16 | 16 | 960 | 2.3 | 38 | 2315 | 60 | 40 x 48 x 28
ERSF-132-TP | 16 | 16 | 960 | 2.3 | 38 | 2315 | 60 | 40 x 48 x 28
ERSF-134-TP | 16 | 16 | 960 | 3.31 | 38 | 2364 | 60 | 40 x 48 x 28
ERSF-140-TP | 16 | 16 | 960 | 2.3 | 38 | 2315 | 60 | 40 x 48 x 28
ERSF-220-60-TP | 24 | 24 | 864 | 2.8 | 67.5 | 2465 | 36 | 40 x 48 x 31 1/2
ERSF-230-TP | 16 | 16 | 768 | 2.9 | 47 | 2292 | 48 | 40 x 48 x 24
ERSF-234-TP | 24 | 24 | 792 | 2.9 | 70.5 | 2365 | 33 | 40 x 48 x 24 1/4
ERSF-240-TP | 24 | 24 | 792 | 2.9 | 70.5 | 2365 | 33 | 40 x 48 x 24 1/2
ERSFC-122-TPK | 8 | 8 | 1024 | 2.3 | 19 | 2465 | 128 | 40 x 48 x 22
ERSFC-132-TP | 16 | 16 | 960 | 2.3 | 38 | 2315 | 60 | 40 x 48 x 28
ERSFC-132-TPK | 8 | 8 | 1024 | 2.3 | 19 | 2465 | 128 | 40 x 48 x 22
ESCA00W200 | 1 | 1 | 210 | 9 | 9 | 1921 | 210 | 40 x 48 x 36
ESCA00W310 | 1 | 1 | 175 | 13.7 | 13.7 | 2428.5 | 175 | 40 x 48 x 31
ESCA00W430 | 1 | 1 | 140 | 15 | 15.3 | 2173 | 140 | 40 x 48 x 26
ESCA00W600 | 1 | 1 | 70 | 25 | 25.3 | 1802 | 70 | 40 x 48 x 16
ESCA00W750 | 1 | 1 | 75 | 25.5 | 26 | 1981 | 75 | 40 x 48 x 21
ESCA0DD200 | 1 | 1 | 210 | 9 | 9 | 1921 | 210 | 40 x 48 x 36
ESCA0DD310 | 1 | 1 | 140 | 14.3 | 14.3 | 2033 | 140 | 40 x 48 x 26
ESCA0DD750 | 1 | 1 | 75 | 25 | 25.5 | 1943.5 | 75 | 40 x 48 x 21
ESCAFRM600 | 1 | 1 | 75 | 25 | 25.5 | 1943.5 | 75 | 40 x 48 x 21
ESCAFTJ200 | 1 | 1 | 210 | 9 | 9 | 1921 | 210 | 40 x 48 x 36
ESCAFTJ600 | 1 | 1 | 75 | 25 | 25.5 | 1943.5 | 75 | 40 x 48 x 21
ESCAFTJ750 | 1 | 1 | 75 | 25 | 25.5 | 1943.5 | 75 | 40 x 48 x 21
ESIADDZ200 | 1 | 1 | 210 | 11 | 11 | 2341 | 210 | 40 x 48 x 36
ESIADDZ250 | 1 | 1 | 175 | 12.5 | 12.5 | 2218.5 | 175 | 40 x 48 x 31
ESIADDZ400 | 1 | 1 | 140 | 16.5 | 16.5 | 2341 | 140 | 40 x 48 x 26
ESIAFRM100 | 1 | 1 | 240 | 7.45 | 7.45 | 1819 | 240 | 40 x 48 x 36
ESIAFRM1000 | 1 | 1 | 48 | 45 | 45 | 2191 | 48 | 40 x 48 x 22
ESIAFRM250 | 1 | 1 | 175 | 12.5 | 12.5 | 2218.5 | 175 | 40 x 48 x 31
ESIAFRM400 | 1 | 1 | 140 | 16.5 | 16.5 | 2341 | 140 | 40 x 48 x 26
ESIAFRM431 | 1 | 1 | 140 | 17 | 17 | 2411 | 140 | 40 x 48 x 26
ESIAFRM70 | 1 | 1 | 240 | 6.2 | 6.55 | 1603 | 240 | 40 x 48 x 36
ESIAFRMJ100 | 1 | 1 | 270 | 8.1 | 8.1 | 2218 | 270 | 40 x 48 x 40
ESIAFRMJ150 | 1 | 1 | 240 | 9.1 | 9.1 | 2299 | 240 | 40 x 48 x 36
ESIAFRMJ70 | 1 | 1 | 270 | 6.2 | 6.2 | 1705 | 270 | 40 x 48 x 40
ESIAJDDZ100 | 1 | 1 | 294 | 7.45 | 7.45 | 2221.3 | 294 | 40 x 48 x 32.25
ESIAJDDZ1000 | 1 | 1 | 48 | 44.5 | 45 | 2191 | 48 | 40 x 48 x 22
ESIAJDDZ150 | 1 | 1 | 252 | 9.1 | 9.1 | 2324.2 | 252 | 40 x 48 x 28.5
ESIAJDDZ250 | 1 | 1 | 175 | 12.5 | 12.5 | 2271 | 175 | 40 x 48 x 31
ESIAJDDZ400 | 1 | 1 | 140 | 16.5 | 16.5 | 2383 | 140 | 40 x 48 x 26
ESIATJDD430 | 1 | 1 | 140 | 16.5 | 16.8 | 2383 | 140 | 40 x 48 x 26
ESRN00F100 | 1 | 12 | 480 | 3.4 | 41.5 | 1691 | 40 | 40 x 48 x 36
ESRN00F100-QD | 1 | 12 | 480 | 3.4 | 41.5 | 1691 | 40 | 40 x 48 x 36
ESRN00F150 | 1 | 12 | 480 | 3.87 | 47.14 | 1916.6 | 40 | 40 x 48 x 36
ESRN00F150IA | 1 | 12 | 480 | 3.55 | 43.5 | 1738.6 | 40 | 40 x 48 x 36
ESRN00F35 | 1 | 12 | 480 | 21 | 21.65 | 897 | 40 | 40 x 48 x 36
ESRN00F35 | 1 | 12 | 480 | 1.75 | 21.7 | 899 | 40 | 40 x 48 x 36
ESRN00F35AI | 1 | 12 | 480 | 1.45 | 18 | 751 | 40 | 40 x 48 x 36
ESRN00F50 | 1 | 12 | 480 | 2.1 | 26 | 1071 | 40 | 40 x 48 x 36
ESRN00F50 | 1 | 12 | 480 | 2.3 | 28.3 | 1163 | 40 | 40 x 48 x 36
ESRN00F50AI | 1 | 12 | 480 | 2 | 25 | 1031 | 40 | 40 x 48 x 36
ESRN00F70 | 1 | 12 | 480 | 32.4 | 33.05 | 1353 | 40 | 40 x 48 x 36
ESRN00F70 | 1 | 12 | 480 | 2.7 | 33.1 | 1355 | 40 | 40 x 48 x 36
ESRN00F70IA | 1 | 12 | 480 | 2.6 | 32 | 1311 | 40 | 40 x 48 x 36
ESRN00F70-QD | 1 | 12 | 480 | 2.7 | 33.1 | 1355 | 40 | 40 x 48 x 36
ESZA00W100 | 1 | 1 | 270 | 6.5 | 6.5 | 1786 | 270 | 40 x 48 x 40
ESZA00W150 | 1 | 1 | 270 | 8 | 8 | 2191 | 270 | 40 x 48 x 40
ESZA00W35 | 1 | 1 | 240 | 4.1 | 4.45 | 1099 | 240 | 40 x 48 x 36
ESZA00W50 | 1 | 1 | 270 | 5 | 5 | 1381 | 270 | 40 x 48 x 40
ESZA00W70 | 1 | 1 | 270 | 6 | 6 | 1651 | 270 | 40 x 48 x 40
ESZA0FJ35F | 1 | 1 | 264 | 9 | 9 | 2407 | 264 | 40 x 48 x 30
ESZA0FJ50F | 1 | 1 | 252 | 9 | 9 | 2324.2 | 252 | 40 x 48 x 26.16
ESZA0FTJ100 | 1 | 1 | 240 | 6.75 | 7.1 | 1735 | 240 | 40 x 48 x 36
ESZAFTJ100 | 1 | 1 | 270 | 6.75 | 6.75 | 1853.5 | 270 | 40 x 48 x 40
ESZAFTJ150 | 1 | 1 | 270 | 8 | 8 | 2191 | 270 | 40 x 48 x 40
ESZAFTJ150-QD | 1 | 1 | 240 | 8 | 8 | 1951 | 240 | 40 x 48 x 36
ESZAFTJ50 | 1 | 1 | 240 | 5 | 5 | 1231 | 240 | 40 x 48 x 36
ESZAFTJ70 | 1 | 1 | 240 | 5.5 | 5.5 | 1351 | 240 | 40 x 48 x 36
ESZAODD100 | 1 | 1 | 240 | 6.5 | 6.5 | 1591 | 240 | 40 x 48 x 36
ESZAODD150 | 1 | 1 | 240 | 9 | 9 | 2191 | 240 | 40 x 48 x 36
ESZAODD70 | 1 | 1 | 240 | 6 | 6 | 1471 | 240 | 40 x 48 x 36
ETSF-20-TP | 16 | 16 | 960 | 2.3 | 38 | 2364 | 60 | 40 x 48 x 28
E-37-63-AS-11.1-N-QD | 10 | 10 | 3240 | 0.38 | 3.8 | 1262.2 | 324 | 40 x 48 x 38
E-37-63-AS-6.9-N6-QD | 10 | 10 | 3240 | 0.38 | 3.8 | 1262.2 | 324 | 40 x 48 x 38
E-37-63-AS-6.9-N7 | 10 | 10 | 3240 | 0.38 | 3.8 | 1262.2 | 324 | 40 x 48 x 38
J-BOX HID | 1 | 25 | 1800 | 0.38 | 9.5 | 715 | 72 | 40 x 48 x 38
LW 428-F-132-TP | 10 | 10 | 640 | 3.5 | 36 | 2337 | 64 | 40 x 48 x 32
LW 428-F-232 TP | 10 | 10 | 640 | 3.5 | 36 | 2337 | 64 | 40 x 48 x 32
LW 428-J-232-TP | 10 | 10 | 640 | 3.5 | 36 | 2337 | 64 | 40 x 48 x 32
LW 428-M-232 TP | 10 | 10 | 640 | 3.5 | 36 | 2337 | 64 | 40 x 48 x 32
LW 428-T-132 TP | 10 | 10 | 640 | 3.5 | 36 | 2337 | 64 | 40 x 48 x 32
LW 428-T-232-TP | 10 | 10 | 640 | 3.5 | 36 | 2337 | 64 | 40 x 48 x 32